## Cover
GMO Evaluation, Measurement, and Verification Report – Appendix Databook
Prepared for KCP&L – Greater Missouri Operations
Submitted by:
Navigant Consulting, Inc.
1375 Walnut Street, Suite 100
Boulder, CO 80302
Tel: +1.303.728.2500
navigant.com
Reference No.: 185775
2018-12-21
Copyright This report is protected by copyright. Any copying, reproduction, publication, dissemination or transmittal in any form without the express written consent of Navigant Consulting, Inc. (Navigant) and KCP&L is prohibited. Disclaimer This report (“report”) was prepared for KCP&L on terms specifically limiting the liability of Navigant Consulting, Inc. (Navigant), and is not to be distributed without Navigant’s prior written consent. Navigant’s conclusions are the results of the exercise of its reasonable professional judgment. By the reader’s acceptance of this report, you hereby agree and acknowledge that (a) your use of the report will be limited solely for internal purpose, (b) you will not distribute a copy of this report to any third party without Navigant’s express prior written consent, and (c) you are bound by the disclaimers and/or limitations on liability otherwise set forth in the report. Navigant does not make any representations or warranties of any kind with respect to (i) the accuracy or completeness of the information contained in the report, (ii) the presence or absence of any errors or omissions contained in the report, (iii) any work performed by Navigant in connection with or using the report, or (iv) any conclusions reached by Navigant as a result of the report. Any use of or reliance on the report, or decisions to be made based on it, are the reader’s responsibility. Navigant accepts no duty of care or liability of any kind whatsoever to you, and all parties waive and release Navigant from all claims, liabilities and damages, if any, suffered as a result of decisions made, or not made, or actions taken, or not taken, based on this report. Confidentiality This report contains confidential and proprietary information. Any person acquiring this report agrees and understands that the information contained in this report is confidential and, except as required by law, will take all reasonable measures available to it by instruction, agreement or otherwise to maintain the confidentiality of the information. Such person agrees not to release, disclose, publish, copy, or communicate this confidential information or make it available to any third party, including, but not limited to, consultants, financial advisors, or rating agencies, other than employees, agents and contractors of such person and its affiliates and subsidiaries who reasonably need to know it in connection with the exercise or the performance of such person’s business.

## TOC
GMO Evaluation, Measurement, and Verification Report – Appendix Databook
Program Tables and Figures
PY2017 Overall Results
PY2016 Overall Results
Business EER - Standard
Business EER - Custom
Block Bidding
Business EER - Strategic Energy Management
Small Business Lighting
Whole House Efficiency
Income-Eligible Multi-Family
Home Lighting Rebate
Home Energy Report
Online Energy Analyzer
Residential Programmable Thermostat
Business Programmable Thermostat
Demand Response Incentive

## Overall Results PY 2017
GMO Evaluation, Measurement, and Verification Report – Appendix Databook
Overall Portfolio: Data Tables | [10 empty] | Overall Program: Figures
Data is sourced to Navigant analysis unless otherwise noted.
Energy Savings at the Customer Meter – PY2017 | [9 empty] | Distribution of Gross Energy Savings by Program (PY2017) |  |  |  |  | Distribution of Net Energy Savings by Program (PY2017)
Sector | Program |  | Gross |  |  | Net
|  | Reported Savings (kWh) | Verified Savings (kWh) | Realization Rate (%) | MEEIA 3-Year Target (kWh) | Verified Savings (kWh) | % of MEEIA Target Achieved |  |  |  | Verified Gross Savings (kWh) | % of Verified Gross Savings (kWh) | Verified Net Savings (kWh) | % Verified Net Savings (kWh)
Commercial EE Programs | Commercial EE Programs Subtotal | 64725915.4305 | 56989183.8582 | 88.05% | 102092112.6934 | 52521156.0742 | 51.44%
| Business EER - Standard | 50198996.9181 | 43069646.2887 | 85.8% | 38710762.0085 | 41346860.4371 | 106.8% |  |  | Bus. EER - Standard | 43069646.2887 | 40.06% | 41346860.4371 | 41.69% | 3.801%
| Business EER - Custom | 5942836.34 | 6179481.4181 | 104% | 30079932.3558 | 3769483.665 | 12.53% |  |  | Business EER - Custom | 6179481.4181 | 5.748% | 3769483.665 | 3.801% | 41.69%
| Block Bidding | 0 | 0 | N/A | 17603947.0831 | 0 | 0% |  |  | Block Bidding | 0 | 0% | 0 | 0% | 0%
| Strategic Energy Management | 5863545 | 5120961 | 87.34% | 12127507.8408 | 5120961 | 42.23% |  |  | SEM | 5120961 | 4.764% | 5120961 | 5.163% | 2.303%
| Small Bus. Lighting | 2720537.1724 | 2619095.1514 | 96.27% | 3569963.4052 | 2283850.9721 | 63.97% |  |  | Small Bus. Lighting | 2619095.1514 | 2.436% | 2283850.9721 | 2.303% | 7.55%
Residential EE Programs | Residential EE Programs Subtotal | 28410564.805 | 26233623.7934 | 92.34% | 55020169.4592 | 22380274.9447 | 40.68%
| Whole House Efficiency | 10069991.6966 | 9360707.2934 | 92.96% | 19717746.2346 | 7488565.8347 | 37.98% |  |  | WHE | 9360707.2934 | 8.707% | 7488565.8347 | 7.55% | 4.39%
| Income-Eligible Multifamily | 5148380.4384 | 4353778.4 | 84.57% | 10014278.2246 | 4353778.4 | 43.48% |  |  | IEMF | 4353778.4 | 4.05% | 4353778.4 | 4.39% | 10.63%
| Home Lighting Rebate | 13192192.67 | 12519138.1 | 94.9% | 25288145 | 10537930.71 | 41.67% |  |  | HLR | 12519138.1 | 11.65% | 10537930.71 | 10.63% | 5.163%
Educational Programs | Educational Programs Subtotal | 21011479 | 21011479 | 100% | 21070771.9 | 21011479 | 99.72% | [6 empty] | 0%
| Home Energy Report | 21011479 | 21011479 | 100% | 21070771.9 | 21011479 | 99.72% |  |  | HER | 21011479 | 19.55% | 21011479 | 21.19% | 21.19%
| Home Online Energy Audit | Educational programs are not part of MEEIA Targets for Energy or Demand Savings | [12 empty] | 3.22%
| Business Online Energy Audit | [13 empty] | 0.0746%
DR Programs | DR Programs Subtotal | 5799486 | 3267534 | 56.34% | 6223140 | 3267534 | 52.51%
| Business Programmable Thermostat | 143220 | 73990 | 51.66% | 79002 | 73990 | 93.66% |  |  | Business PT | 73990 | 0.06883% | 73990 | 0.0746%
| Residential Programmable Thermostat | 5656266 | 3193544 | 56.46% | 6144138 | 3193544 | 51.98% |  |  | Residential PT | 3193544 | 2.971% | 3193544 | 3.22%
| Demand Response Incentive | The Demand Response Incentive Program did not claim any energy savings. | [7 empty] | DRI | 0
GMO TOTAL |  | 119947445.2355 | 107501820.6515 | 89.62% | 184406194.0526 | 99180444.0189 | 53.78% |  |  |  | 107501820.6515 | 100% | 99180444.0189 | 100%
Note: Gross realization rates are the ratio of verified gross savings to reported gross savings and indicates the accuracy of deemed savings tracked by GMO.
Coincident Demand Savings at the Customer Meter – PY2017 | [9 empty] | Distribution of Demand Savings by Program (PY2017) |  |  |  |  | Distribution of Net Demand Savings by Program (PY2017)
Sector | Program |  | Gross |  |  | Net
|  | Reported Savings (kW) | Verified Savings (kW) | Realization Rate (%) | MEEIA 3-Year Target (kW) | Verified Savings (kW) | % of MEEIA Target Achieved |  |  |  | Verified Gross Savings (kW) | % of Verified Gross Savings (kW) | Verified Net Savings (kW) | % Verified Net Savings (kW)
Commercial EE Programs | Commercial EE Programs Subtotal | 10533.8796 | 9187.124 | 87.22% | 20629.2135 | 8280.9651 | 40.14%
| Business EER - Standard | 9048.5489 | 7333.2122 | 81.04% | 6385 | 7039.8837 | 110.3% |  |  | Bus. EER - Standard | 7333.2122 | 13.01% | 7039.8837 | 13.01%
| Business EER - Custom | 1014.45 | 1433.3196 | 141.3% | 7758.0861 | 874.325 | 11.27% |  |  | Bus. EER - Custom | 1433.3196 | 2.542% | 874.325 | 1.616% | 1.616%
| Block Bidding | 0 | 0 | N/A | 3052 | 0 | 0% |  |  | Block Bidding | 0 | 0% | 0 | 0% | 13.01%
| Strategic Energy Management | 0 | 0 | N/A | 2841.7464 | 0 | 0% |  |  | SEM | 0 | 0% | 0 | 0% | 0%
| Small Bus. Lighting | 470.8807 | 420.5922 | 89.32% | 592.381 | 366.7564 | 61.91% |  |  | Small Bus. Lighting | 420.5922 | 0.7459% | 366.7564 | 0.678% | 0.678%
Residential EE Programs | Residential EE Programs Subtotal | 5820.7236 | 7796.7521 | 133.9% | 9097.8485 | 6411.6957 | 70.47%
| Whole House Efficiency | 3976.9736 | 5827.8321 | 146.5% | 5072.2537 | 4662.2657 | 91.92% |  |  | WHE | 5827.8321 | 10.34% | 4662.2657 | 8.619% | #REF!
| Income-Eligible Multifamily | 522.55 | 547.92 | 104.9% | 1356.5948 | 547.92 | 40.39% |  |  | IEMF | 547.92 | 0.9717% | 547.92 | 1.013% | 1.013%
| Home Lighting Rebate | 1321.2 | 1421 | 107.6% | 2669 | 1201.51 | 45.02% |  |  | HLR | 1421 | 2.52% | 1201.51 | 2.221% | 2.221%
Educational Programs | Educational Programs Subtotal | 3905 | 3808.0988 | 97.52% | 4215 | 3808.0988 | 90.35%
| Home Energy Report | 3905 | 3808.0988 | 97.52% | 4215 | 3808.0988 | 90.35% |  |  | HER | 3808.0988 | 6.754% | 3808.0988 | 7.04% | 0%
| Home Online Energy Audit | Educational programs are not part of MEEIA Targets for Energy or Demand Savings | [12 empty] | 7.04%
| Business Online Energy Audit | [13 empty] | 28.85%
DR Programs | DR Programs Subtotal | 53531.82 | 35594.4037 | 66.49% | 71972.2 | 35594.4037 | 49.46%
| Business Programmable Thermostat | 393.12 | 463.4 | 117.9% | 215.46 | 463.4 | 215.1% |  |  | Business PT | 463.4 | 0.8218% | 463.4 | 0.8566% | 0.8566%
| Residential Programmable Thermostat | 15441.3 | 15608.6 | 101.1% | 16756.74 | 15608.6 | 93.15% |  |  | Residential PT | 15608.6 | 27.68% | 15608.6 | 28.85% | 36.09%
| Demand Response Incentive | 37697.4 | 19522.4037 | 51.79% | 55000 | 19522.4037 | 35.5% |  |  | DRI | 19522.4037 | 34.62% | 19522.4037 | 36.09%
GMO TOTAL |  | 73791.4232 | 56386.3787 | 76.41% | 105914.262 | 54095.1633 | 51.07%
Note: Gross realization rates are the ratio of verified gross savings to reported gross savings and indicates the accuracy of deemed savings tracked by GMO. | [10 empty] | 56386.3787 | 100% | 54095.1633 | 100%
Energy Savings at the Customer Meter – Program to Date | [9 empty] | Distribution of Gross Energy Savings by Program (Program to Date) |  |  |  |  | Distribution of Net Energy Savings by Program (Program to Date)
Sector | Program |  | Gross |  |  | Net
|  | Reported Savings (kWh) | Verified Savings (kWh) | Realization Rate (%) | MEEIA 3-Year Target (kWh) | Verified Savings (kWh) | % of MEEIA Target Achieved |  |  |  | Percent of Verified Gross Savings (kWh) | Percent Verified Net Savings (kWh) | Percent of Verified Gross Savings (kW) | Percent Verified Net Savings (kW)
Commercial EE Programs | Commercial EE Programs Subtotal | 116176082.6711 | 89282573.6982 | 76.85% | 102092112.6934 | 83498909.2236 | 81.79%
| Business EER - Standard | 98858653.0112 | 72929285.8087 | 73.77% | 38710762.0085 | 70012114.3763 | 180.9% |  |  | Business EER - Standard | 45.45% | 47.33% | 16.54% | 16.65%
| Business EER - Custom | 6607364.54 | 6838220.0781 | 103.5% | 30079932.3558 | 4474334.0312 | 14.87% |  |  | Business EER - Custom | 4.261% | 3.025% | 2.158% | 1.443%
| Block Bidding | 436323.69 | 467489.66 | 107.1% | 17603947.0831 | 467489.66 | 2.656% |  |  | Block Bidding | 0.2913% | 0.316% | 0.078% | 0.0818%
| Strategic Energy Management | 5863545 | 5120961 | 87.34% | 12127507.8408 | 5120961 | 42.23% |  |  | SEM | 3.191% | 3.462% | 0% | 0%
| Small Bus. Lighting | 4410196.4299 | 3926617.1514 | 89.03% | 3569963.4052 | 3424010.1561 | 95.91% |  |  | Small Bus. Lighting | 2.447% | 2.315% | 0.8622% | 0.7885%
Residential EE Programs | Residential EE Programs Subtotal | 48650795.8191 | 44988872.0946 | 92.47% | 55163627.6592 | 38227314.9636 | 69.3%
| Income-Eligible Weatherization | 304971.8199 | 309811.7 | 101.6% | 143458.2 | 309811.7 | 216% |  |  | IEWx | 0.1931% | 0.2094% | 0.1816% | 0.1905%
| Whole House Efficiency | 14987205.3772 | 14897484.0846 | 99.4% | 19717746.2346 | 11917987.2677 | 60.44% |  |  | Whole House Efficiency | 9.284% | 8.057% | 12.43% | 10.43%
| Income-Eligible Multifamily | 7457599.1896 | 6134100.21 | 82.25% | 10014278.2246 | 6134100.21 | 61.25% |  |  | IEMF | 3.823% | 4.147% | 1.042% | 1.093%
| Home Lighting Rebate | 25901019.4324 | 23647476.1 | 91.3% | 25288145 | 19865415.786 | 78.56% |  |  | Home Lighting Rebate | 14.74% | 13.43% | 3.843% | 3.393%
Educational Programs | Educational Programs Subtotal | 21011479 | 21011479 | 100% | 21070771.9 | 21011479 | 99.72%
| Home Energy Report | 21011479 | 21011479 | 100% | 21070771.9 | 21011479 | 99.72% |  |  | Home Energy Report | 13.09% | 14.2% | 5.386% | 5.648%
| Home Online Energy Audit | Educational programs are not part of MEEIA Targets for Energy or Demand Savings | [7 empty] | Home OEA | 0% | 0% | 0% | 0%
| Business Online Energy Audit | [8 empty] | Business OEA | 0% | 0% | 0% | 0%
DR Programs | DR Programs Subtotal | 8006460 | 5188479 | 64.8% | 6223140 | 5188479 | 83.37%
| Business Programmable Thermostat | 170016 | 98077 | 57.69% | 79002 | 98077 | 124.1% |  |  | Business PT | 0.06112% | 0.0663% | 0.7544% | 0.7912%
| Residential Programmable Thermostat | 7836444 | 5090402 | 64.96% | 6144138 | 5090402 | 82.85% |  |  | Residential PT | 3.172% | 3.441% | 29.11% | 30.53%
| Demand Response Incentive | The Demand Response Incentive Program did not claim any energy savings. | [7 empty] | DRI | 0% | 0% | 27.61% | 28.96%
GMO TOTAL |  | 193844817.4902 | 160471403.7927 | 82.78% | 184549652.2526 | 147926182.1872 | 80.16%
Note: Gross realization rates are the ratio of verified gross savings to reported gross savings and indicates the accuracy of deemed savings tracked by GMO.
Coincident Demand Savings at the Customer Meter – Program to Date | [9 empty] | Distribution of Demand Savings by Program (Program to Date) |  |  |  |  | Distribution of Net Demand Savings by Program (Program to Date)
Sector | Program |  | Gross |  |  | Net
|  | Reported Savings (kW) | Verified Savings (kW) | Realization Rate (%) | MEEIA 3-Year Target (kW) | Verified Savings (kW) | % of MEEIA Target Achieved
Commercial EE Programs | Commercial EE Programs Subtotal | 19386.0615 | 13883.694 | 71.62% | 20629.2135 | 12785.4015 | 61.98%
| Business EER - Standard | 17477.3973 | 11693.3122 | 66.91% | 6385 | 11225.5797 | 175.8%
| Business EER - Custom | 1106.77 | 1525.6396 | 137.8% | 7758.0861 | 973.1074 | 12.54%
| Block Bidding | 55.35 | 55.15 | 99.64% | 3052 | 55.15 | 1.807%
| Strategic Energy Management | 0 | 0 | N/A | 2841.7464 | 0 | 0%
| Small Bus. Lighting | 746.5442 | 609.5922 | 81.66% | 592.381 | 531.5644 | 89.73%
Residential EE Programs | Residential EE Programs Subtotal | 9625.065 | 12371.5211 | 128.5% | 9150.4485 | 10184.4389 | 111.3%
| Income-Eligible Weatherization | 225.9659 | 128.43 | 56.84% | 52.6 | 128.43 | 244.2%
| Whole House Efficiency | 6048.8498 | 8789.1611 | 145.3% | 5072.2537 | 7031.3289 | 138.6%
| Income-Eligible Multifamily | 756.2451 | 736.93 | 97.45% | 1356.5948 | 736.93 | 54.32%
| Home Lighting Rebate | 2594.0042 | 2717 | 104.7% | 2669 | 2287.75 | 85.72%
Educational Programs | Educational Programs Subtotal | 3905 | 3808.0988 | 97.52% | 4215 | 3808.0988 | 90.35%
| Home Energy Report | 3905 | 3808.0988 | 97.52% | 4215 | 3808.0988 | 90.35%
| Home Online Energy Audit | Educational programs are not part of MEEIA Targets for Energy or Demand Savings
Business Online Energy Audit
DR Programs | DR Programs Subtotal | 53604.9 | 40640.0037 | 75.81% | 71972.2 | 40640.0037 | 56.47%
| Business Programmable Thermostat | 466.2 | 533.4 | 114.4% | 215.46 | 533.4 | 247.6%
| Residential Programmable Thermostat | 15441.3 | 20584.2 | 133.3% | 16756.74 | 20584.2 | 122.8%
| Demand Response Incentive | 37697.4 | 19522.4037 | 51.79% | 55000 | 19522.4037 | 35.5%
GMO TOTAL |  | 86521.0265 | 70703.3176 | 81.72% | 105966.862 | 67417.9429 | 63.62%
Note: Gross realization rates are the ratio of verified gross savings to reported gross savings and indicates the accuracy of deemed savings tracked by GMO.
NTG Components by Program
Program Name* | Free Ridership | Participant Spillover | Non-Participant Spillover | NTGR
Business EER - Standard | 0.05 | 0.002 | 0.004 | 96%
Business EER - Custom | 0.41 | 0.02 | 0 | 61%
Block Bidding | Deemed 1.0 pending future research |  |  | 100%
Strategic Energy Management | Navigant assumed a net-to-gross (NTG) value of 1.0 for the SEM program
Small Bus. Lighting | 0.14 | 0.002 | 0.01 | 87.2%
Income-Eligible Weatherization | Deemed 1.0 |  |  | 100%
Whole House Efficiency | 0.35 | 0.01 | 0.14 | 80%
Income-Eligible Multifamily | Deemed 1.0 |  |  | 100%
Home Lighting Rebate | 0.38 | 0.21 | 0 | 83%
Home Energy Report | Navigant assumed a net-to-gross (NTG) value of 1.0 for the HER program
Home Online Energy Audit | N/A - Savings not claimed in PY2017
Business Online Energy Audit | N/A - Savings not claimed in PY2017
Business Programmable Thermostat | Navigant assumed a net-to-gross (NTG) value of 1.0 for the Programmable Thermostats programs and Demand Response Incentive program
Residential Programmable Thermostat
Demand Response Incentive
Portfolio Level NTG | N/A | N/A | N/A | 95% / 92%*
Note: *A portfolio level NTG of 95% for demand and 92% for energy was calculated by dividing the verified net savings by the verified gross savings
Benefit-Cost Ratios by Program and Cost Test – PY2016
Sector | Program | Total Resource Cost Test | Total Resource Cost Test | Societal Cost Test | Utility Cost Test | Participant Cost Test | Rate Impact Measure Test
|  | GMO | Navigant
Commercial EE Programs | Business EER - Standard | 2.4909 | 1.3706 | 1.5781 | 2.2866 | 1.855 | 0.6887
| Business EER - Custom | 0.3183 | 0.37809 | 0.47486 | 0.48606 | 1.2955 | 0.32889
| Block Bidding | 0.44 | 0.58563 | 0.70798 | 0.63952 | 3.5474 | 0.38223
| Strategic Energy Management | N/A | N/A | N/A | N/A | N/A | N/A
| Small Business Lighting | 1.2484 | 0.77516 | 0.88043 | 0.90604 | 1.7495 | 0.46811
Residential EE Programs | Income-Eligible Weatherization | 4.418 | 1.1455 | 1.4463 | 1.1455 | INF* | 0.58737
| Whole House Efficiency | 0.7772 | 0.94422 | 1.1674 | 1.5967 | 1.1892 | 0.70926
| Income-Eligible Multifamily | 0.921 | 0.9043 | 1.0093 | 0.9043 | INF* | 0.36446
| Home Lighting Rebate*** | 1.4516 | 1.7274 | 2.0197 | 2.1361 | 4.3876 | 0.51973
Educational Programs | Home Energy Report | 0.7878 | 0.71024 | 0.71024 | 0.71024 | INF* | 0.32333
| Home Online Energy Audit | N/A | N/A | N/A | N/A | N/A | N/A
| Business Online Energy Audit | N/A | N/A | N/A | N/A | N/A | N/A
DR Programs | Business Programmable Thermostat | 2.4223 | 2.0556 | 2.3861 | 2.8246 | 0.9349 | 1.9788
| Residential Programmable Thermostat | 1.9515 | 1.5397 | 1.7877 | 1.8325 | 1.2936 | 1.2863
| Demand Response Incentive | 6.2442 | 3.0909 | 3.0909 | 1.7269 | 433.3333 | 1.7269
*Ratios are infinite because there are positive benefits and no participant costs.
** Navigant did not perform benefit-cost calculations for the Online Home Energy Audit, Online Business Energy Audit, Block Bidding, Strategic Energy Management, or Income-Eligible Weatherization programs because GMO does not claim savings for these programs and therefore Navigant did not verify savings.
*** Includes the commercial segment of HLR in total
Benefit-Cost Ratios by Program Groups and Cost Test – PY2016
| Total Resource Cost Test | Societal Cost Test | Utility Cost Test | Participant Cost Test | Rate Impact Measure Test
Portfolio | 1.2454 | 1.4439 | 1.6925 | 2.0544 | 0.67845
EE Programs* | 1.2147 | 1.4243 | 1.8112 | 2.0261 | 0.61788
Residential EE Programs | 1.2117 | 1.4596 | 1.7073 | 2.3962 | 0.57601
C&I EE Programs | 1.2164 | 1.4048 | 1.8811 | 1.845 | 0.6466
DR Programs | 1.7023 | 1.9258 | 1.8191 | 1.502 | 1.3555
*Inclusive of administrative costs for educational program costs, market research, software development, and EM&V.
Benefit-Cost Ratios by Program and Cost Test – PY2017
Sector | Program | Total Resource Cost Test | Total Resource Cost Test | Societal Cost Test | Utility Cost Test | Participant Cost Test | Rate Impact Measure Test
|  | GMO | Navigant
Commercial EE Programs | Business EER - Standard | 1.9097 | 1.5183 | 1.8186 | 3.7247 | 1.4597 | 0.95296
| Business EER - Custom | 0.93417 | 0.94754 | 1.1777 | 1.7077 | 1.0534 | 0.7783
| Block Bidding | N/A | N/A | N/A | N/A | N/A | N/A
| Strategic Energy Management | 1.4994 | 2.1732 | 2.3296 | 2.1732 | 12.0614 | 0.57101
| Small Business Lighting | 1.1869 | 1.0694 | 1.2834 | 1.9053 | 1.3312 | 0.7604
Residential EE Programs | Income-Eligible Weatherization | N/A | N/A | N/A | N/A | N/A | N/A
| Whole House Efficiency | 0.95471 | 0.98821 | 1.1634 | 2.1021 | 1.3362 | 0.68972
| Income-Eligible Multifamily | 1.3162 | 1.7871 | 1.9739 | 1.8055 | INF* | 0.4644
| Home Lighting Rebate*** | 1.3672 | 1.2404 | 1.3821 | 1.8792 | 3.4425 | 0.44972
Educational Programs | Home Energy Report | 0.9795 | 0.96915 | 0.96915 | 0.96915 | INF* | 0.36862
| Home Online Energy Audit | N/A | N/A | N/A | N/A | N/A | N/A
| Business Online Energy Audit | N/A | N/A | N/A | N/A | N/A | N/A
DR Programs | Business Programmable Thermostat | 1.6185 | 1.8 | 2.0875 | 2.8189 | 0.2837 | 2.3839
| Residential Programmable Thermostat | 2.3731 | 2.2894 | 2.6556 | 4.8766 | 0.69295 | 2.5822
| Demand Response Incentive | 6.186 | 3.2691 | 3.2691 | 1.2577 | INF* | 1.2577
*Ratios are infinite because there are positive benefits and no participant costs.
** Navigant did not perform benefit-cost calculations for the Online Home Energy Audit, Online Business Energy Audit, Block Bidding, Strategic Energy Management, or Income-Eligible Weatherization programs because GMO does not claim savings for these programs and therefore Navigant did not verify savings.
*** Includes the commercial segment of HLR in total
Benefit-Cost Ratios by Program Groups and Cost Test – PY 2017
| Total Resource Cost Test | Societal Cost Test | Utility Cost Test | Participant Cost Test | Rate Impact Measure Test
Portfolio | 1.5296 | 1.7849 | 2.8224 | 1.5768 | 0.9839
EE Programs* | 1.307 | 1.5503 | 2.6842 | 1.6026 | 0.78075
Residential EE Programs | 1.1023 | 1.2702 | 2.0022 | 1.9854 | 0.57613
C&I EE Programs | 1.4019 | 1.6801 | 3.0645 | 1.4396 | 0.89676
DR Programs | 2.3557 | 2.6885 | 3.6015 | 0.96187 | 2.2954
*Inclusive of administrative costs for educational program costs, market research, software development, and EM&V.
Benefit-Cost Ratios by Program and Cost Test – Program to Date
Sector | Program | Total Resource Cost Test | Total Resource Cost Test | Societal Cost Test | Utility Cost Test | Participant Cost Test | Rate Impact Measure Test
|  | GMO | Navigant
Commercial EE Programs | Business EER - Standard | N/A | 1.4556 | 1.7205 | 3.0063 | 1.6291 | 0.8317
| Business EER - Custom | N/A | 0.77005 | 0.96884 | 1.2333 | 1.0793 | 0.6437
| Block Bidding | N/A | 0.37487 | 0.44193 | 0.39625 | 3.5474 | 0.27963
| Strategic Energy Management | N/A | 2.1732 | 2.3296 | 2.1732 | 12.0614 | 0.57101
| Small Business Lighting | N/A | 0.95327 | 1.1309 | 1.4412 | 1.4714 | 0.64314
Residential EE Programs | Income-Eligible Weatherization | N/A | 1.1455 | 1.4463 | 1.1455 | INF* | 0.58737
| Whole House Efficiency | N/A | 0.9705 | 1.1649 | 1.8702 | 1.2796 | 0.69725
| Income-Eligible Multifamily | N/A | 1.3735 | 1.5383 | 1.381 | INF* | 0.42818
| Home Lighting Rebate*** | N/A | 1.5029 | 1.7149 | 2.0305 | 3.9399 | 0.49067
Educational Programs | Home Energy Report | N/A | 0.84005 | 0.84448 | 0.84005 | INF* | 0.34807
| Home Online Energy Audit | N/A | N/A | N/A | N/A | N/A | N/A
| Business Online Energy Audit | N/A | N/A | N/A | N/A | N/A | N/A
DR Programs | Business Programmable Thermostat | N/A | 1.8312 | 2.1219 | 2.8197 | 0.40391 | 2.3188
| Residential Programmable Thermostat | N/A | 2.0395 | 2.3793 | 3.4388 | 0.86998 | 2.0599
| Demand Response Incentive | N/A | 3.2022 | 3.205 | 1.3951 | 1800.2147 | 1.3951
*Ratios are infinite because there are positive benefits and no participant costs.
** Navigant did not perform benefit-cost calculations for the Online Home Energy Audit, Online Business Energy Audit, Block Bidding, Strategic Energy Management, or Income-Eligible Weatherization programs because GMO does not claim savings for these programs and therefore Navigant did not verify savings.
*** Includes all components of HLR which covers both residential and commercial cross sector sales
Benefit-Cost Ratios by Program Groups and Cost Test – Program to Date
| Total Resource Cost Test | Societal Cost Test | Utility Cost Test | Participant Cost Test | Rate Impact Measure Test
Portfolio | 1.4122 | 1.6502 | 2.281 | 1.7609 | 0.84814
EE Programs* | 1.2678 | 1.4991 | 2.2551 | 1.7713 | 0.70716
Residential EE Programs | 1.1523 | 1.3525 | 1.8486 | 2.1584 | 0.57607
C&I EE Programs | 1.3261 | 1.5722 | 2.504 | 1.5968 | 0.78825
DR Programs | 2.1388 | 2.4468 | 2.861 | 1.1199 | 1.94
*Inclusive of administrative costs for educational program costs, market research, software development, and EM&V.
**Includes only DR programs, inclusive of administrative costs for educational program costs, market research, software development, and EM&V.
***Ratios are infinite because there are positive benefits and no participant costs.
Program Administrative Costs - PY2016
Sector | Program | Rebate Costs | Direct Program Admin Costs** | Indirect Program Admin Costs | Total Costs | Benefits from Energy Savings | Benefits from Demand Savings | Total Benefits | Total Net Benefits
Commercial EE Programs | BUSINESS EER - Custom | 66453 | 851105.12 | * | 917558.12 | 308378.7339 | 137612.4841 | 445991.218 | -471566.902
| BUSINESS EER - Standard | 4213997.0282 | 1363622.26 | * | 5577619.2882 | 8503301.551 | 4250504.0549 | 12753805.6059 | 7176186.3177
| Block Bidding | 34905.89 | 346339.61 | * | 381245.5 | 175461.8223 | 68351.1296 | 243812.9519 | -137432.5481
| Strategic Energy Management | 0 | 321915.46 | * | 321915.46 | 0 | 0 | 0 | -321915.46
| Small Business Lighting | 204285 | 316994.71 | * | 521279.71 | 317100.2472 | 155201.3478 | 472301.595 | -48978.115
Residential EE Programs | Whole House Efficiency | 905566.09 | 1391981.43 | * | 2297547.52 | 1410210.9091 | 2258341.5638 | 3668552.4729 | 1371004.9529
| Income-Eligible Weatherization | 0 | 295269.72 | * | 295269.72 | 150283.761 | 187950.6626 | 338234.4237 | 42964.7037
| Income-Eligible Multi-Family | 0 | 489686.44 | * | 489686.44 | 313355.7112 | 129468.9363 | 442824.6475 | -46861.7925
| Home Lighting Rebate*** | 840988.26 | 1055837.14 | * | 1896825.4 | 2888518.7017 | 1163203.2721 | 4051721.9738 | 2154896.5738
Educational Programs | Income-Eligible Home Energy Report | N/A | N/A | * | N/A | N/A | N/A | N/A | N/A
| Home Energy Report | 0 | 1076611.13 | * | 1076611.13 | 481449.3201 | 283202.5415 | 764651.8616 | -311959.2684
| Online Home Energy Audit | 0 | 173400.71 | * | 173400.71 | 0 | 0 | 0 | -173400.71
| Online Business Energy Audit | 0 | 26136.1 | * | 26136.1 | 0 | 0 | 0 | -26136.1
DR Programs | Business Programmable Thermostat | 10299.6846 | 16433.91 | * | 26733.5946 | 8039.9988 | 67470.8713 | 75510.8701 | 48777.2755
| Residential Programmable Thermostat | 913643.3809 | 2064925.24 | * | 2978568.6209 | 662518.3051 | 4795829.5309 | 5458347.836 | 2479779.2151
| Demand Response Incentive | 321197.5 | 404955.69 | * | 726153.19 | 0 | 1253983.2966 | 1253983.2966 | 527830.1066
Portfolio | Portfolio Total | 7511335.8336 | 10196859.36 | * | 17708195.1936 | 15218619.0613 | 14751119.6916 | 29969738.7529 | 12263188.2493
*KCP&L allocates indirect program administrative costs to programs as a percentage of total budget. These costs are not tracked separately from direct program administrative costs and are therefore included in that total.
** Portfolio Total Direct Program Admin Costs include a Portfolio cost of $1644.69 which represents costs that are not allocated to a specific program.
Program Administrative Costs - PY2017
Sector | Program | Rebate Costs | Direct Program Admin Costs** | Indirect Program Admin Costs | Total Costs | Benefits from Energy and Demand Savings*** | Total Benefits | Total Net Benefits
Commercial EE Programs | BUSINESS EER - Custom | 505479.2148 | 939986.4746 | * | 1445465.6894 | 2468351.7326 | 2468351.7326 | 1022886.0431
| BUSINESS EER - Standard | 4307871.6951 | 1280095.9161 | * | 5587967.6111 | 20813271.9571 | 20813271.9571 | 15225304.346
| Block Bidding | 0 | 234059.1833 | * | 234059.1833 | 0 | 0 | -234059.1833
| Strategic Energy Management | 84117.6997 | 267861.4405 | * | 351979.1402 | 764937.5266 | 764937.5266 | 412958.3864
| Small Business Lighting | 333406.4874 | 267666.0033 | * | 601072.4906 | 1145226.9072 | 1145226.9072 | 544154.4166
Residential EE Programs | Whole House Efficiency | 1434970.9437 | 1274860.6513 | * | 2709831.5949 | 5696414.8168 | 5696414.8168 | 2986583.2219
| Income-Eligible Weatherization | 0 | 0 | * | 0 | 0 | 0 | 0
| Income-Eligible Multi-Family | -5667.1685 | 555453.1748 | * | 549786.0063 | 992654.2818 | 992654.2818 | 442868.2755
| Home Lighting Rebate*** | 582174.6579 | 741674.7657 | * | 1323849.4236 | 2487720.6734 | 2487720.6734 | 1163871.2498
Educational Programs | Income-Eligible Home Energy Report | 0 | 0 | * | 0 | 0 | 0 | 0
| Home Energy Report | 0 | 1082511.7931 | * | 1082511.7931 | 1049119.4368 | 1049119.4368 | -33392.3563
| Online Home Energy Audit | 0 | 42524.5031 | * | 42524.5031 | 0 | 0 | -42524.5031
| Online Business Energy Audit | 0 | 10807.7252 | * | 10807.7252 | 0 | 0 | -10807.7252
DR Programs | Business Programmable Thermostat | 0 | 168720.1545 | * | 168720.1545 | 475605.9867 | 475605.9867 | 306885.8322
| Residential Programmable Thermostat | 11685.5642 | 3315946.6596 | * | 3327632.2238 | 16227390.9041 | 16227390.9041 | 12899758.6803
| Demand Response Incentive | 1079149.0178 | 674810.4957 | * | 1753959.5135 | 2206017.7209 | 2206017.7209 | 452058.2074
Portfolio | Portfolio Total | 8333188.1119 | 10856978.9407 | * | 19190167.0526 | 54326711.9439 | 54326711.9439 | 35136544.8914
*KCP&L allocates indirect program administrative costs to programs as a percentage of total budget. These costs are not tracked separately from direct program administrative costs and are therefore included in that total.
***DSMore energy and demand benefit exported results given summed.
Program Administrative Costs - Program to Date
Sector | Program | Rebate Costs | Direct Program Admin Costs** | Indirect Program Admin Costs | Total Costs | Benefits from Energy and Demand Savings*** | Total Benefits | Total Net Benefits
Commercial EE Programs | BUSINESS EER - Custom | 571932.2148 | 1791091.5946 | * | 2363023.8094 | 2914342.9506 | 2914342.9506 | 551319.1411
| BUSINESS EER - Standard | 8521868.7233 | 2643718.1761 | * | 11165586.8993 | 33567077.563 | 33567077.563 | 22401490.6637
| Block Bidding | 34905.89 | 580398.7933 | * | 615304.6833 | 243812.9519 | 243812.9519 | -371491.7315
| Strategic Energy Management | 84117.6997 | 589776.9005 | * | 673894.6002 | 764937.5266 | 764937.5266 | 91042.9264
| Small Business Lighting | 537691.4874 | 584660.7133 | * | 1122352.2006 | 1617528.5022 | 1617528.5022 | 495176.3015
Residential EE Programs | Whole House Efficiency | 2340537.0337 | 2666842.0813 | * | 5007379.1149 | 9364967.2897 | 9364967.2897 | 4357588.1748
| Income-Eligible Weatherization | 0 | 295269.72 | * | 295269.72 | 338234.4237 | 338234.4237 | 42964.7037
| Income-Eligible Multi-Family | -5667.1685 | 1045139.6148 | * | 1039472.4463 | 1435478.9293 | 1435478.9293 | 396006.483
| Home Lighting Rebate*** | 1423162.9179 | 1797511.9057 | * | 3220674.8236 | 6539442.6473 | 6539442.6473 | 3318767.8237
Educational Programs | Income-Eligible Home Energy Report | 0 | 0 | * | 0 | 0 | 0 | 0
| Home Energy Report | 0 | 2159122.9231 | * | 2159122.9231 | 1813771.2984 | 1813771.2984 | -345351.6247
| Online Home Energy Audit | 0 | 215925.2131 | * | 215925.2131 | 0 | 0 | -215925.2131
| Online Business Energy Audit | 0 | 36943.8252 | * | 36943.8252 | 0 | 0 | -36943.8252
DR Programs | Business Programmable Thermostat | 10299.6846 | 185154.0645 | * | 195453.749 | 551116.8568 | 551116.8568 | 355663.1078
| Residential Programmable Thermostat | 925328.945 | 5380871.8996 | * | 6306200.8446 | 21685738.7401 | 21685738.7401 | 15379537.8954
| Demand Response Incentive | 1400346.5178 | 1079766.1857 | * | 2480112.7035 | 3460001.0174 | 3460001.0174 | 979888.314
Portfolio | Portfolio Total | 15844523.9456 | 21052193.6107 | * | 36896717.5562 | 84296450.6969 | 84296450.6969 | 47399733.1406
*KCP&L allocates indirect program administrative costs to programs as a percentage of total budget. These costs are not tracked separately from direct program administrative costs and are therefore included in that total.
***DSMore energy and demand benefit exported results given summed.
This chart isn't available in your version of Excel. Editing this shape or saving this workbook into a different file format will permanently break the chart.
This chart isn't available in your version of Excel. Editing this shape or saving this workbook into a different file format will permanently break the chart.
This chart isn't available in your version of Excel. Editing this shape or saving this workbook into a different file format will permanently break the chart.
This chart isn't available in your version of Excel. Editing this shape or saving this workbook into a different file format will permanently break the chart.
This chart isn't available in your version of Excel. Editing this shape or saving this workbook into a different file format will permanently break the chart.
This chart isn't available in your version of Excel. Editing this shape or saving this workbook into a different file format will permanently break the chart.
This chart isn't available in your version of Excel. Editing this shape or saving this workbook into a different file format will permanently break the chart.
This chart isn't available in your version of Excel. Editing this shape or saving this workbook into a different file format will permanently break the chart.

## Program to Date Sector Results (hidden)
Energy Savings at the Customer Meter – Program to Date
Sector |  | Gross |  | Net
| Reported Savings (kWh) | Verified Savings (kWh) | Realization Rate (%) | MEEIA 3-Year Target (kWh) | Verified Savings (kWh) | % of MEEIA Target Achieved | % of MEEIA Target
Commercial EE Programs | 116176082.6711 | 89282573.6982 | 76.85% | 102092112.6934 | 83498909.2236 | 81.79% | 56.45%
Residential EE Programs | 48650795.8191 | 44988872.0946 | 92.47% | 55163627.6592 | 38227314.9636 | 69.3% | 25.84%
Educational Programs | 21011479 | 21011479 | 100% | 21070771.9 | 21011479 | 99.72% | 14.2%
DR Programs | 8006460 | 5188479 | 64.8% | 6223140 | 5188479 | 83.37% | 3.507%
GMO TOTAL | 193844817.4902 | 160471403.7927 | 82.78% | 184549652.2526 | 147926182.1872 | 80.16% | 100%
Demand Savings at the Customer Meter – Program to Date
Sector |  | Gross |  | Net
| Reported Savings (kW) | Verified Savings (kW) | Realization Rate (%) | MEEIA 3-Year Target (kW) | Verified Savings (kW) | % of MEEIA Target Achieved | % of MEEIA Target
Commercial EE Programs | 19386.0615 | 13883.694 | 71.62% | 20629.2135 | 12785.4015 | 61.98% | 18.96%
Residential EE Programs | 9625.065 | 12371.5211 | 128.5% | 9150.4485 | 10184.4389 | 111.3% | 15.11%
Educational Programs | 3905 | 3808.0988 | 97.52% | 4215 | 3808.0988 | 90.35% | 5.648%
DR Programs | 53604.9 | 40640.0037 | 75.81% | 71972.2 | 40640.0037 | 56.47% | 60.28%
GMO TOTAL | 86521.0265 | 70703.3176 | 81.72% | 105966.862 | 67417.9429 | 63.62% | 100%

## MEEIA Targets (hidden)
| First Year kWh Savings (at the meter) |  |  |  | First Year kW Savings (at the meter) |  |  |  | Cumulative kWh Savings (at the meter) |  |  | Cumulative kW Savings (at the meter)
| PY1 | PY2 | PY3 | Total | PY1 | PY2 | PY3 | Total | PY1 | PY2 | PY3 | PY1 | PY2 | PY3
Business Energy Efficiency Rebate - Standard | 12876153.5175 | 12904896.3805 | 12929712.1105 | 38710762.0085 | 2128.0326 | 2128.0156 | 2128.5896 | 6384.6378 | 12876153.5175 | 25781049.898 | 38710762.0085 | 2128.0326 | 4256.0482 | 6384.6378
Business Energy Efficiency Rebate - Custom | 9754147.305 | 10088575.2126 | 10237209.8382 | 30079932.3558 | 2515.7475 | 2602.0017 | 2640.3369 | 7758.0861 | 9754147.305 | 19842722.5176 | 30079932.3558 | 2515.7475 | 5117.7492 | 7758.0861
Strategic Energy Management | 4042502.6136 | 4042502.6136 | 4042502.6136 | 12127507.8408 | 947.2488 | 947.2488 | 947.2488 | 2841.7464 | 4042502.6136 | 8085005.2272 | 12127507.8408 | 947.2488 | 1894.4976 | 2841.7464
Block Bidding | 5029699.1666 | 5029699.1666 | 7544548.7499 | 17603947.0831 | 872 | 872 | 1308 | 3052 | 5029699.1666 | 10059398.3332 | 17603947.0831 | 872 | 1744 | 3052
Small Business Direct Install | 705331.5266 | 1430184.9403 | 1434446.9383 | 3569963.4052 | 117.8601 | 237.1948 | 237.3261 | 592.381 | 705331.5266 | 2135516.4669 | 3569963.4052 | 117.8601 | 355.0549 | 592.381
Business Programmable Thermostat | 26334 | 26334 | 26334 | 79002 | 71.82 | 71.82 | 71.82 | 215.46 | 26334 | 52668 | 79002 | 71.82 | 143.64 | 215.46
Demand Response Incentive | 0 | 0 | 0 | 0 | 20000 | 40000 | 55000 | 55000 | 0 | 0 | 0 | 20000 | 40000 | 55000
Online Business Energy Audit | 0 | 0 | 0 | 0 | 0 | 0 | 0 | 0 | 0 | 0 | 0 | 0 | 0 | 0
Home Lighting Rebate | 7069119.75 | 8275735.8 | 9943289.25 | 25288144.8 | 707.9625 | 835.2 | 1014.75 | 2557.9125 | 7069119.75 | 15344855.55 | 25288144.8 | 707.9625 | 1543.1625 | 2557.9125
Home Appliance Recycling Rebate | 2488660 | 2717383 | 2899467 | 8105510 | 415.34 | 452.865 | 483.885 | 1352.09 | 2488660 | 5206043 | 8105510 | 415.34 | 868.205 | 1352.09
Home Energy Report | 18964435.7 | 20975197.1 | 21070771.9 | 21070771.9 | 3529.6 | 4215 | 4215 | 4215 | 18964435.7 | 20975197.1 | 21070771.9 | 3529.6 | 4215 | 4215
Income-Eligible Home Energy Report | 0 | 0 | 0 | 0 | 0 | 0 | 0 | 0 | 0 | 0 | 0 | 0 | 0 | 0
Whole House Efficiency | 2633904.0623 | 4100643.6178 | 4877688.5545 | 11612236.2346 | 817.6985 | 1351.8317 | 1550.6335 | 3720.1637 | 2633904.0623 | 6734547.6801 | 11612236.2346 | 817.6985 | 2169.5302 | 3720.1637
Income-Eligible Multi-Family | 3563748.2128 | 3318649.529 | 3131880.4828 | 10014278.2246 | 401.863 | 445.9669 | 508.7649 | 1356.5948 | 3563748.2128 | 6882397.7418 | 10014278.2246 | 401.863 | 847.8298 | 1356.5948
Income-Eligible Weatherization | 143458.2921 | 0 | 0 | 143458.2921 | 52.6041 | 0 | 0 | 52.6041 | 143458.2921 | 143458.2921 | 143458.2921 | 52.6041 | 52.6041 | 52.6041
Residential Programmable Thermostat | 2048046 | 2048046 | 2048046 | 6144138 | 5585.58 | 5585.58 | 5585.58 | 16756.74 | 2048046 | 4096092 | 6144138 | 5585.58 | 11171.16 | 16756.74
Online Home Energy Audit | 0 | 0 | 0 | 0 | 0 | 0 | 0 | 0 | 0 | 0 | 0 | 0 | 0 | 0
|  |  |  | 184549652.1447 |  |  |  | 105855.4163

## Overall Results PY 2016
GMO Evaluation, Measurement, and Verification Report – Appendix Databook
Overall Portfolio: Data Tables | [10 empty] | Overall Program: Figures
Data is sourced to Navigant analysis unless otherwise noted.
Energy Savings at the Customer Meter – PY2016 | [10 empty] | Distribution of Gross Energy Savings by Program (PY2016) | Distribution of Net Energy Savings by Program (PY2016)
Sector | Program |  | Gross |  |  | Net
|  | Reported Savings (kWh) | Verified Savings (kWh) | Realization Rate (%) | MEEIA 3-Year Target (kWh) | Verified Savings (kWh) | % of MEEIA Target Achieved
Commercial EE Programs | Business EER - Standard | 48659656.0931 | 29859639.52 | 61.36% | 38710762.0085 | 28665253.9392 | 74.05% |  | Business EER - Custom | 0.9509% |  | 1.083%
| Business EER - Custom | 664528.2 | 658738.66 | 99.13% | 30079932.3558 | 704850.3662 | 2.343% |  | Business EER - Standard | 43.1% |  | 44.06%
| Block Bidding | 436323.69 | 467489.66 | 107.1% | 17603947.0831 | 467489.66 | 2.656% |  | Block Bidding | 0.6748% |  | 0.7186%
| Strategic Energy Management | 0 | 0 | -- | 12127507.8408 | 0 | 0% |  | Small Bus. Lighting | 1.887% |  | 1.753%
| Small Bus. Lighting | 1689659.2575 | 1307522 | 77.38% | 3569963.4052 | 1140159.184 | 31.94% |  | Whole House Efficiency | 7.992% |  | 6.809%
Residential EE Programs | Income-Eligible Weatherization | 304971.8199 | 309811.7 | 101.6% | 143458.2 | 309811.7 | 216% |  | IEWx | 0.4472% |  | 0.4762%
| Whole House Efficiency | 4917213.6806 | 5536776.7912 | 112.6% | 19717746.2346 | 4429421.433 | 22.46% |  | IEMF | 2.57% |  | 2.737%
| Income-Eligible Multifamily | 2309218.7512 | 1780321.81 | 77.1% | 10014278.2246 | 1780321.81 | 17.78% |  | Home Lighting Rebate | 16.06% |  | 14.34%
| Home Lighting Rebate | 12708826.7624 | 11128338 | 87.56% | 25288144.8 | 9327485.076 | 36.88% |  | SEM | 0% |  | 0%
Educational Programs | Home Energy Report | 16454246.1139 | 16307486 | 99.11% | 21070771.9 | 16307486 | 77.39% |  | Home Energy Report | 23.54% |  | 25.07%
| Home Online Energy Audit | Educational programs are not part of MEEIA Targets for Energy or Demand Savings | [6 empty] | Residential PT | 2.738% |  | 2.916%
| Business Online Energy Audit | [7 empty] | Business PT | 0.03477% |  | 0.03703%
DR Programs | Business Programmable Thermostat | 26796 | 24087 | 89.89% | 79002 | 24087 | 30.49%
| Residential Programmable Thermostat | 2180178 | 1896858 | 87% | 6144138 | 1896858 | 30.87%
| Demand Response Incentive | The Demand Response Incentive Program did not claim any energy savings.
GMO TOTAL |  | 90351618.3686 | 69277069.1412 | 76.67% | 184549652.0526 | 65053224.1684 | 35.25%
Note: Gross realization rates are the ratio of verified gross savings to reported gross savings and indicates the accuracy of deemed savings tracked by GMO. | [9 empty] | 100%
Coincident Demand Savings at the Customer Meter – PY2016
Sector | Program |  | Gross |  |  | Net
|  | Reported Savings (kW) | Verified Savings (kW) | Realization Rate (%) | MEEIA 3-Year Target (kW) | Verified Savings (kW) | % of MEEIA Target Achieved |  |  |  | Distribution of Demand Savings by Program (PY2016) | Distribution of Net Demand Savings by Program (PY2016)
Commercial EE Programs | Business EER - Standard | 8428.8484 | 4360.1 | 51.73% | 6384.64 | 4185.696 | 65.56%
| Business EER - Custom | 92.32 | 92.32 | 100% | 7758.0861 | 98.7824 | 1.273% |  | BusEER - Custom | 0.3561% |  | 0.3962%
| Block Bidding | 55.35 | 55.15 | 99.64% | 3052 | 55.15 | 1.807% |  | BusEER - Standard | 16.82% |  | 16.79%
| Strategic Energy Management | 0 | 0 | -- | 2841.7464 | 0 | 0% |  | Block Bidding | 0.2127% |  | 0.2212%
| Small Bus. Lighting | 275.6635 | 189 | 68.56% | 592.381 | 164.808 | 27.82% |  | Small Bus. Lighting | 0.729% |  | 0.661%
Residential EE Programs | Income-Eligible Weatherization | 225.9659 | 128.43 | 56.84% | 52.6 | 128.43 | 244.2% |  | Whole House Efficiency | 11.42% |  | 9.502%
| Whole House Efficiency | 2071.8762 | 2961.329 | 142.9% | 5072.2537 | 2369.0632 | 46.71% |  | IEWx | 0.4953% |  | 0.5151%
| Income-Eligible Multifamily | 233.6951 | 189.01 | 80.88% | 1356.5948 | 189.01 | 13.93% |  | IEMF | 0.729% |  | 0.7581%
| Home Lighting Rebate | 1272.8042 | 1296 | 101.9% | 2557.9125 | 1086.24 | 42.47% |  | Home Lighting Rebate | 4.999% |  | 4.357%
Educational Programs | Home Energy Report | 2251.609 | 2232 | 99.13% | 4215 | 2232 | 52.95% |  | SEM | 0% |  | 0%
| Home Online Energy Audit | Educational programs are not part of MEEIA Targets for Energy or Demand Savings | [6 empty] | Home Energy Report | 8.609% |  | 8.952%
| Business Online Energy Audit | [7 empty] | Residential PT | 17.27% |  | 17.96%
DR Programs | Business Programmable Thermostat | 73.08 | 63 | 86.21% | 215.46 | 63 | 29.24% |  | Business PT | 0.243% |  | 0.2527%
| Residential Programmable Thermostat | 5961.06 | 4478.04 | 75.12% | 16756.74 | 4478.04 | 26.72% |  | DRI | 38.12% |  | 39.64%
| Demand Response Incentive | 20664 | 9882.7737 | 47.83% | 55000 | 9882.7737 | 17.97% |  |  | 100%
GMO TOTAL |  | 41606.2723 | 25927.1526 | 62.32% | 105855.4145 | 24932.9932 | 23.55%
Note: Gross realization rates are the ratio of verified gross savings to reported gross savings and indicates the accuracy of deemed savings tracked by GMO.
NTG Components by Program
Program Name* | Free Ridership | Participant Spillover | Non-Participant Spillover | NTGR
Business EER - Standard | 0.05 | 0.002 | 0.004 | 96%
Business EER - Custom | 0.11 | 0.04 | 0.14 | 107%
Block Bidding | Deemed 1.0 pending future research |  |  | 100%
Strategic Energy Management | N/A - Savings not claimed in PY2016
Small Bus. Lighting | 0.14 | 0.002 | 0.01 | 87.2%
Income-Eligible Weatherization | Deemed 1.0 |  |  | 100%
Whole House Efficiency | 0.35 | 0.01 | 0.14 | 80%
Income-Eligible Multifamily | Deemed 1.0 |  |  | 100%
Home Lighting Rebate | 0.16 | N/A | N/A | 84%
Home Energy Report | 1.0 based on analysis approach generating net results
Home Online Energy Audit | N/A - Savings not claimed in PY2016
Business Online Energy Audit | N/A - Savings not claimed in PY2016
Business Programmable Thermostat | 1.0 based on analysis approach generating net results
Residential Programmable Thermostat
Demand Response Incentive
Benefit-Cost Ratios by Program and Cost Test – PY2016
Sector | Program | Total Resource Cost Test | Total Resource Cost Test | Societal Cost Test | Utility Cost Test | Participant Cost Test | Rate Impact Measure Test
|  | GMO | Navigant
Commercial EE Programs | Business EER - Standard | 2.4909 | 1.3706 | 1.5781 | 2.2866 | 1.855 | 0.6887
| Business EER - Custom | 0.3183 | 0.37809 | 0.47486 | 0.48606 | 1.2955 | 0.32889
| Block Bidding | 0.44 | 0.58563 | 0.70798 | 0.63952 | 3.5474 | 0.38223
| Strategic Energy Management | N/A | N/A | N/A | N/A | N/A | N/A
| Small Business Lighting | 1.2484 | 0.77516 | 0.88043 | 0.90604 | 1.7495 | 0.46811
Residential EE Programs | Income-Eligible Weatherization | 4.418 | 1.1455 | 1.4463 | 1.1455 | INF* | 0.58737
| Whole House Efficiency | 0.7772 | 0.94422 | 1.1674 | 1.5967 | 1.1892 | 0.70926
| Income-Eligible Multifamily | 0.921 | 0.9043 | 1.0093 | 0.9043 | INF* | 0.36446
| Home Lighting Rebate*** | 1.4516 | 1.7274 | 2.0197 | 2.1361 | 4.3876 | 0.51973
Educational Programs | Home Energy Report | 0.7878 | 0.71024 | 0.71024 | 0.71024 | INF* | 0.32333
| Home Online Energy Audit | N/A | N/A | N/A | N/A | N/A | N/A
| Business Online Energy Audit | N/A | N/A | N/A | N/A | N/A | N/A
DR Programs | Business Programmable Thermostat | 2.4223 | 2.0556 | 2.3861 | 2.8246 | 0.9349 | 1.9788
| Residential Programmable Thermostat | 1.9515 | 1.5397 | 1.7877 | 1.8325 | 1.2936 | 1.2863
| Demand Response Incentive | 6.2442 | 3.0909 | 3.0909 | 1.7269 | 433.3333 | 1.7269
*Ratios are infinite because there are positive benefits and no participant costs.
** Navigant did not perform benefit-cost calculations for the Online Home Energy Audit, Online Business Energy Audit, Block Bidding, Strategic Energy Management, or Income-Eligible Weatherization programs because GMO does not claim savings for these programs and therefore Navigant did not verify savings.
*** Includes the commercial segment of HLR in total
Benefit-Cost Ratios by Program and Cost Test – PY2016-PY2018
Sector | Program | Total Resource Cost Test | Total Resource Cost Test | Societal Cost Test | Utility Cost Test | Participant Cost Test | Rate Impact Measure Test
|  | GMO | Navigant
Commercial EE Programs | Business EER - Standard | 2.4909 | 1.3706 | 1.5781 | 2.2866 | 1.855 | 0.6887
| Business EER - Custom | 0.31826 | 0.37809 | 0.47486 | 0.48606 | 1.2955 | 0.32889
| Block Bidding | 0.44 | 0.58563 | 0.70798 | 0.63952 | 3.5474 | 0.38223
| Strategic Energy Management | N/A | N/A | N/A | N/A | N/A | N/A
| Small Business Lighting | 1.2484 | 0.77516 | 0.88043 | 0.90604 | 1.7495 | 0.46811
Residential EE Programs | Income-Eligible Weatherization | 4.418 | 1.1455 | 1.4463 | 1.1455 | INF* | 0.58737
| Whole House Efficiency | 0.77721 | 0.94422 | 1.1674 | 1.5967 | 1.1892 | 0.70926
| Income-Eligible Multifamily | 0.92095 | 0.9043 | 1.0093 | 0.9043 | INF* | 0.36446
| Home Lighting Rebate*** | 1.4516 | 1.7274 | 2.0197 | 2.1361 | 4.3876 | 0.51973
Educational Programs | Home Energy Report | 0.7878 | 0.71024 | 0.71024 | 0.71024 | INF* | 0.32333
| Home Online Energy Audit | N/A | N/A | N/A | N/A | N/A | N/A
| Business Online Energy Audit | N/A | N/A | N/A | N/A | N/A | N/A
DR Programs | Business Programmable Thermostat | 2.4223 | 2.0556 | 2.3861 | 2.8246 | 0.9349 | 1.9788
| Residential Programmable Thermostat | 1.9515 | 1.5397 | 1.7877 | 1.8325 | 1.2936 | 1.2863
| Demand Response Incentive | 6.2442 | 3.0909 | 3.0909 | 1.7269 | 433.3333 | 1.7269
*Ratios are infinite because there are positive benefits and no participant costs.
** Navigant did not perform benefit-cost calculations for the Online Home Energy Audit, Online Business Energy Audit, Block Bidding, Strategic Energy Management, or Income-Eligible Weatherization programs because GMO does not claim savings for these programs and therefore Navigant did not verify savings.
*** Includes all components of HLR which covers both residential and commercial cross sector sales
Benefit-Cost Ratios by Program Groups and Cost Test – PY2016
| Total Resource Cost Test | Societal Cost Test | Utility Cost Test | Participant Cost Test | Rate Impact Measure Test
Portfolio | 1.2454 | 1.4439 | 1.6925 | 2.0544 | 0.67845
EE Programs* | 1.2147 | 1.4243 | 1.8112 | 2.0261 | 0.61788
Residential EE Programs | 1.2117 | 1.4596 | 1.7073 | 2.3962 | 0.57601
C&I EE Programs | 1.2164 | 1.4048 | 1.8811 | 1.845 | 0.6466
DR Programs | 1.7023 | 1.9258 | 1.8191 | 1.502 | 1.3555
*Inclusive of administrative costs for educational program costs, market research, software development, and EM&V.
Benefit-Cost Ratios by Program Groups and Cost Test – Program to Date
| Total Resource Cost Test | Societal Cost Test | Utility Cost Test | Participant Cost Test | Rate Impact Measure Test
Portfolio | 1.2454 | 1.4439 | 1.6925 | 2.0544 | 0.67845
EE Programs* | 1.2147 | 1.4243 | 1.8112 | 2.0261 | 0.61788
Residential EE Programs | 1.2117 | 1.4596 | 1.7073 | 2.3962 | 0.57601
C&I EE Programs | 1.2164 | 1.4048 | 1.8811 | 1.845 | 0.6466
DR Programs | 1.7023 | 1.9258 | 1.8191 | 1.502 | 1.3555
*Inclusive of administrative costs for educational program costs, market research, software development, and EM&V.
**Includes only DR programs, inclusive of administrative costs for educational program costs, market research, software development, and EM&V.
***Ratios are infinite because there are positive benefits and no participant costs.
Sector | Program | Rebate Costs | Direct Program Admin Costs** | Indirect Program Admin Costs | Total Costs | Benefits from Energy Savings | Benefits from Demand Savings | Total Benefits | Total Net Benefits
Commercial EE Programs | BUSINESS EER - Custom | 66453 | 851105.12 | * | 917558.12 | 308378.7339 | 137612.4841 | 445991.218 | -471566.902
| BUSINESS EER - Standard | 4213997.0282 | 1363622.26 | * | 5577619.2882 | 8503301.551 | 4250504.0549 | 12753805.6059 | 7176186.3177
| Block Bidding | 34905.89 | 346339.61 | * | 381245.5 | 175461.8223 | 68351.1296 | 243812.9519 | -137432.5481
| Strategic Energy Management | 0 | 321915.46 | * | 321915.46 | 0 | 0 | 0 | -321915.46
| Small Business Lighting | 204285 | 316994.71 | * | 521279.71 | 317100.2472 | 155201.3478 | 472301.595 | -48978.115
Residential EE Programs | Whole House Efficiency | 905566.09 | 1391981.43 | * | 2297547.52 | 1410210.9091 | 2258341.5638 | 3668552.4729 | 1371004.9529
| Income-Eligible Weatherization | 0 | 295269.72 | * | 295269.72 | 150283.761 | 187950.6626 | 338234.4237 | 42964.7037
| Income-Eligible Multi-Family | 0 | 489686.44 | * | 489686.44 | 313355.7112 | 129468.9363 | 442824.6475 | -46861.7925
| Home Lighting Rebate*** | 840988.26 | 1055837.14 | * | 1896825.4 | 2888518.7017 | 1163203.2721 | 4051721.9738 | 2154896.5738
Educational Programs | Income-Eligible Home Energy Report | N/A | N/A | * | N/A | N/A | N/A | N/A | N/A
| Home Energy Report | 0 | 1076611.13 | * | 1076611.13 | 481449.3201 | 283202.5415 | 764651.8616 | -311959.2684
| Online Home Energy Audit | 0 | 173400.71 | * | 173400.71 | 0 | 0 | 0 | -173400.71
| Online Business Energy Audit | 0 | 26136.1 | * | 26136.1 | 0 | 0 | 0 | -26136.1
DR Programs | Business Programmable Thermostat | 10299.6846 | 16433.91 | * | 26733.5946 | 8039.9988 | 67470.8713 | 75510.8701 | 48777.2755
| Residential Programmable Thermostat | 913643.3809 | 2064925.24 | * | 2978568.6209 | 662518.3051 | 4795829.5309 | 5458347.836 | 2479779.2151
| Demand Response Incentive | 321197.5 | 404955.69 | * | 726153.19 | 0 | 1253983.2966 | 1253983.2966 | 527830.1066
Portfolio | Portfolio Total | 7511335.8336 | 10196859.36 | * | 17708195.1936 | 15218619.0613 | 14751119.6916 | 29969738.7529 | 12261543.5593
*KCP&L allocates indirect program administrative costs to programs as a percentage of total budget. These costs are not tracked separately from direct program administrative costs and are therefore included in that total.
** Portfolio Total Direct Program Admin Costs include a Portfolio cost of $1644.69 which represents costs that are not allocated to a specific program.
This chart isn't available in your version of Excel. Editing this shape or saving this workbook into a different file format will permanently break the chart.
This chart isn't available in your version of Excel. Editing this shape or saving this workbook into a different file format will permanently break the chart.
This chart isn't available in your version of Excel. Editing this shape or saving this workbook into a different file format will permanently break the chart.
This chart isn't available in your version of Excel. Editing this shape or saving this workbook into a different file format will permanently break the chart.

## Business EER - Standard
GMO Evaluation, Measurement, and Verification Report – Appendix Databook
Business Energy Efficiency Rebate - Standard: Data Tables | [12 empty] | Business Energy Efficiency Rebate - Standard: Figures
Executive Summary
Energy at the Customer Meter: PY2017 Savings Summary
Data is sourced to Navigant analysis unless otherwise noted.
Program Savings Summary - PY 2017
| Gross |  |  | Net
| Reported Savings | Verified Savings | Realization Rate | MEEIA 3-Year Target | Verified Savings | % of MEEIA Target Achieved
Energy at Customer Meter (kWh) | 50198996.9181 | 43069646.2887 | 85.8% | 38710762 | 41346860.4371 | 106.8%
Coinc Demand at Customer Meter (kW) | 9048.5489 | 7333.2122 | 81.04% | 6385 | 7039.8837 | 110.3%
Source: Program Tracking Database and Navigant analysis
Program Savings Summary - Program to Date
| Gross |  |  | Net
| Reported Savings | Verified Savings | Realization Rate | MEEIA 3-Year Target | Verified Savings | % of MEEIA Target Achieved
Energy at Customer Meter (kWh) | 98858652.9181 | 72929286.2887 | 73.77% | 38710762 | 70012114.4371 | 180.9%
Coinc Demand at Customer Meter (kW) | 17477.5489 | 11693.2122 | 66.9% | 6385 | 11225.8837 | 175.8%
Source: Program Tracking Database and Navigant analysis
Coincident Demand at Customer Meter: PY2017 Savings Summary
Net to Gross Component Summary
Free Ridership | Participant Spillover | Non-Participant Spillover | NTGR
0.05 | 0.002 | 0.004 | 96%
Note: The NTG ratio is rounded to the nearest 100th.
Savings by Measure Type
Measure Type | Total Number of Projects | Reported Energy Savings (kWh) | % of Total | Verified Energy Savings (kWh) | Reported Demand Savings (kW) | % of Total | Verified Demand Savings (kW)
HVAC | 19 | 64631.4326 | 0.1288% | 96065.2692 | 31.1117 | 0.3438% | 44.1929
Lighting | 717 | 50037598.4873 | 99.68% | 42876813.8593 | 8989.2812 | 99.35% | 7260.7297
Pools | 1 | 2461.4482 | 0.004903% | 2461.4482 | 0.281 | 0.003105% | 0.281
Pumps/Fans | 15 | 94305.55 | 0.1879% | 94305.712 | 27.875 | 0.3081% | 28.0087
Refrigeration | 0 | 0 | 0% | 0 | 0 | 0% | 0
Total | 752 | 50198996.9181 | 100% | 43069646.2887 | 9048.5489 | 100% | 7333.2122
Source: Program Tracking Database and Navigant analysis
Additional Detail
Impact of LED High Bay 176-350W Measure on Realization Rate
| Gross |  |  | Net
| Reported Savings | Verified Savings | Realization Rate | MEEIA 3-Year Target | Verified Savings | % of MEEIA Target Achieved
Energy at Customer Meter (kWh) without High Bay Measure | 26423083.9053 | 30181408.5224 | 114.2% | 38710762 | 28974152.1815 | 74.85%
Coinc Demand at Customer Meter (kW) without High Bay Measure | 4753.9001 | 5256.2068 | 110.6% | 6385 | 5045.9585 | 79.03%
Source: Program Tracking Database and Navigant analysis
Verified Inputs for Lighting Projects
| Verified (Navigant Analysis and IL TRM) |  |  |  | Total Number of Loggers Installed
Building Type | Waste Heat Factor (Energy) | Waste Heat Factor (Demand) | Revised Coincident Factor (CF) | Revised Hours of Use (HOU)
Industrial | 1.0199 | 1.0398 | 0.63952 | 4584.1978 | 33
Office | 1.2513 | 1.39 | 0.69254 | 3635.5783 | 29
Other | 1.0917 | 1.3561 | 0.73224 | 4924.6831 | 61
Retail | 1.1223 | 1.2909 | 0.74488 | 4920.8006 | 103
School | 1.1739 | 1.3293 | 0.62507 | 3642.1243 | 45
Warehouse | 1 | 1.22 | 0.54654 | 3611.4342 | 60
Exterior | 1 | 1 | 0 | 5391.9547 | 18
Source: Program Tracking Database and Navigant analysis and Illinois TRM
Final NTG Component Results - C&I Standard Rebate Program
Survey Type | Respondents | Number of Respondents | Reporting Year (PY) | Free Ridership | Participant Spillover | Non-Participant Spillover
Participant Web Survey | PY2016 Participating End-Use Customers | 56 | 2017 | 0.08 | 0.005 | --
Trade Ally Web Survey | Participating Trade Allies | 19 | 2017 | 0.05 | -- | 0.004
Measures with 2% or more program level savings and their effect on Program Level Realization Rate | [12 empty] | PY2017 Percentage of Verified Energy Savings by End-Use |  | PY2017 Percentage of Verified Demand Savings by End-Use
Measure name | Primary Key | Reported Energy Savings (kWh) | Reported Demand Savings (kW) | Verified Energy Savings (kWh) | Verified Demand Savings (kW) | Energy Realization Rate (%) | Demand Realization Rate (%) | Percentage of Reported savings kWh (%) | Percentage of Reported savings kW (%) | Effect on Energy Realization Rate | Effect on Demand Realization Rate | Effect on Demand RR | Percentage of Verified savings kWh (%) | Percentage of Verified savings kW (%)
LED High Bay 176-350W | 223 | 23775913.0128 | 4294.6488 | 12888237.7663 | 2077.0054 | 54.21% | 48.36% | 47.36% | 47.46% | -28.43% | -29.52% | -0.57 | 29.92% | 28.32%
LED 2X4 Retrofit Kit replacing T8, T12 or T5/T5HO fixture | 169.1 | 4770342.6797 | 1084.0414 | 5395651.9685 | 1014.2314 | 113.1% | 93.56% | 9.503% | 11.98% | 2.868% | 1.704% | 0.02 | 12.53% | 13.83%
LED Linear Lamp Replacing 4ft T8, T12, or T5 Lamp | 166.1 | 4432728.96 | 1008.74 | 5710002.4056 | 1051.1478 | 128.8% | 104.2% | 8.83% | 11.15% | 4.166% | 2.906% | 0.03 | 13.26% | 14.33%
LED Low/High Bay Fixture replacing 301W‐450W fixture | 221.1 | 3141221.1202 | 567.468 | 2663937.0647 | 468.9476 | 84.81% | 82.64% | 6.258% | 6.271% | -0.06622% | 0.1068% | 0 | 6.185% | 6.395%
Exterior LED replacing > 400W Fixture or Mogul Screw‐Base Lamp | 149.1 | 2249136.5 | 0 | 3622321.3563 | 0 | 161.1% | 0% | 4.48% | 0% | 3.53% | 0% | -0.01 | 8.41% | 0%
Occupancy or Vacancy Sensor Replacing No Controls | 115.1 | 1479429.3024 | 300.6244 | 1848579.1951 | 853.9814 | 125% | 284.1% | 2.947% | 3.322% | 1.189% | 6.977% | 0 | 4.292% | 11.65%
LED 2X4 Troffer or Linear Ambient replacing T8, T12 or T5/T5HO fixture | 172.1 | 1458256.5465 | 331.383 | 1547712.4886 | 289.4655 | 106.1% | 87.35% | 2.905% | 3.662% | 0.6084% | 0.2398% |  | 3.594% | 3.947%
Remove 4ft Lamp from T8 or T12 system | 109.1 | 837672.4682 | 170.4008 | 859352.5197 | 166.658 | 102.6% | 97.8% | 1.669% | 1.883% | 0.2849% | 0.3217% |  | 1.995% | 2.273%
Exterior LED replacing 251W‐400W Fixture or Mogul Screw‐Base Lamp | 150.1 | 769450.6 | 0 | 660194.9419 | 0 | 85.8% | 0% | 1.533% | 0% | 4.67e-05% | 0% | 0.05 | 1.533% | 0%
Other Measures |  | 7284845.7283 | 1291.2425 | 7873656.582 | 1411.7752 | 108.1% | 109.3% | 14.51% | 14.27% | 3.783% | 4.709% |  | 18.28% | 19.25%
TOTAL |  | 50198996.9181 | 9048.5489 | 43069646.2887 | 7333.2122 | 85.8% | 81.04% | 100% | 100%
Source: Program Tracking Database and Navigant analysis
Savings by Building Type | [12 empty] | PY2017 Percentage of Verified Energy Savings by Building Type |  | PY2017 Percentage of Verified Demand Savings by Building Type
Program | Building Type | Total Number of Projects | Reported Energy Savings (kWh) | Verified Energy Savings (kWh) | Energy Realization Rate | % of Verified Total kWh | Reported Demand Savings (kW) | Verified Demand Savings (kW) | Demand Realization Rate | % of Verified Total kW
Standard- GMO | Industrial | 94 | 13768673.4969 | 8435047.2749 | 61.26% | 19.58% | 2511.6681 | 1318.2677 | 52.49% | 17.98%
| Office | 74 | 1684809.7392 | 1870668.5348 | 111% | 4.343% | 344.2507 | 392.7798 | 114.1% | 5.356%
| Other | 246 | 6652619.3648 | 8261320.6491 | 124.2% | 19.18% | 913.9106 | 958.1421 | 104.8% | 13.07%
| Retail | 200 | 12110875.3406 | 12842445.8628 | 106% | 29.82% | 2246.876 | 2503.5365 | 111.4% | 34.14%
| School | 78 | 7272202.1826 | 7130101.399 | 98.05% | 16.55% | 1516.8809 | 1347.3046 | 88.82% | 18.37%
| Warehouse | 60 | 7946023.634 | 4019030.5576 | 50.58% | 9.331% | 1427.7716 | 754.8445 | 52.87% | 10.29%
| Parking Garage* | 5 | 763793.16 | 511032.0105 | 66.91% | 1.187% | 87.191 | 58.337 | 66.91% | 0.7955%
| Total | 757 | 50198996.9181 | 43069646.2887 | 85.8% | 100% | 9048.5489 | 7333.2122 | 81.04% | 99.2%
Source: C&I Standard and SBL Program Tracking Databases and Navigant analysis
*Lighting measures installed in parking garages were separated out from other projects since the waste heat factor for garages are 1.0, the coincidence factor is 1.0, and the HOU is assumed to be 8760
*Lighting measures installed in parking garages were separated out from other projects since the waste heat factor for garages are 1.0, the coincidence factor is 1.0, and the HOU is assumed to be 8760

## Business EER - Custom
GMO Evaluation, Measurement, and Verification Report – Appendix Databook
Business Energy Efficiency Rebate - Custom: Data Tables | [7 empty] | Business Energy Efficiency Rebate - Custom: Figures
Executive Summary
Data is sourced to Navigant analysis unless otherwise noted.
Program Savings Summary - PY 2017 | [7 empty] | Energy at the Customer Meter: Program Savings Summary
| Gross |  |  | Net
| Reported Savings | Verified Savings | Realization Rate | MEEIA 3-Year Target | Verified Savings | % of MEEIA Target Achieved
Energy at Customer Meter (kWh) | 5942836.34 | 6179481.4181 | 104% | 30079932.3558 | 3769483.665 | 12.53%
Coinc Demand at Customer Meter (kW) | 1014.45 | 1433.3196 | 141.3% | 7758.0861 | 874.325 | 11.27%
Source: Program Tracking Database and Navigant analysis
Program Savings Summary - Program to Date | [7 empty] | Energy at the Customer Meter: Program Savings Summary
| Gross |  |  | Net
| Reported Savings | Verified Savings | Realization Rate | MEEIA 3-Year Target | Verified Savings | % of MEEIA Target Achieved
Energy at Customer Meter (kWh) | 6607364.54 | 6838220.0781 | 103.5% | 30079932.3558 | 4474334.0312 | 14.87%
Coinc Demand at Customer Meter (kW) | 1106.77 | 1525.6396 | 137.8% | 7758.0861 | 973.1074 | 12.54%
Source: Program Tracking Database and Navigant analysis
Net to Gross Component Summary | [7 empty] | Coincident Demand at Customer Meter: Program Savings Summary
Free Ridership | Participant Spillover | Non-Participant Spillover | NTGR
0.41 | 0.02 | 0 | 61%
Source: Navigant analysis PY2015
GMO Business EER Custom - PY2017 Summary by Measure Type
Measure Type | Total Number of Projects | Reported Energy Savings (kWh) | Verified Energy Savings (kWh) | % of Total Verified Energy (%) | Reported Demand Savings (kW) | Verified Demand Savings (kW) | % of Total Verified Demand (%)
Building Optimization | 3 | 954357.59 | 992360.3236 | 16.06% | 124.3 | 175.6239 | 12.25%
HVAC | 5 | 146008.06 | 151822.1337 | 2.457% | 54.96 | 77.6532 | 5.418%
Lighting | 27 | 3465863.91 | 3603875.3895 | 58.32% | 641.75 | 906.7306 | 63.26%
Misc Custom | 2 | 61857.8 | 64320.9915 | 1.041% | 18.7 | 26.4213 | 1.843%
Motors, Drives & Compressors | 4 | 1014638.73 | 1055041.8722 | 17.07% | 132.25 | 186.8564 | 13.04%
New Construction | 3 | 89800.99 | 93376.8856 | 1.511% | 13.96 | 19.7241 | 1.376%
Refrigeration Upgrade | 3 | 210309.26 | 218683.822 | 3.539% | 28.53 | 40.3101 | 2.812%
Total | 47 | 5942836.34 | 6179481.4181 | 100% | 1014.45 | 1433.3196 | 100%
Source: C&I Custom Rebate Program Tracking Database and Navigant analysis
Percent of Verified kWh Savings by Measure Type: PY 2017
Additional Detail
End-of-Year Population and Sample Sizes
Stratum | Reported Energy Savings (kWh) | Reported Peak Demand Savings (kW) | Total Number of Projects | Projects in Sample
Certainty | 2216621.19 | 309.82 | 3 | 3
Lighting Large | 1281099.37 | 232.45 | 4 | 2
Lighting Small | 1138510.46 | 226.84 | 15 | 2
Non Lighting Small | 916370.34 | 180.99 | 13 | 4
Total | 5552601.36 | 950.1 | 35 | 11
Source: C&I Custom Rebate Program Tracking Database and Navigant analysis
Note: Large projects account for at least 75% of total energy savings while total energy savings of all small projects are no more than 25%.
Energy Impacts at the Customer Meter
Stratum | Total Reported Energy Savings in Sample (kWh) | Total Verified Energy Savings in Sample (kWh) | Energy RR | Relative Precision at 90% Confidence (one-tailed)
Certainty | 2216621.19 | 2179538.2468 | 98.33% | 0%
Lighting Large | 1281099.37 | 1281099.3762 | 100% | 1.313e-06% |  |  |  | Percent of Verified kW Savings by Measure Type: PY 2017
Lighting Small | 1138510.46 | 1469389.1712 | 129.1% | 20.01%
Non Lighting Small | 916370.34 | 843680.3993 | 92.07% | 11.72%
Total | 5552601.36 | 5773707.1935 | 104% | 3.454%
Source: Program Tracking Database and Navigant analysis
Coincident Demand Impacts at Customer Meter
Stratum | Total Reported Coincident Demand Savings (kW) | Total Verified Coincident Demand Savings (kW) | Coincident Demand RR | Relative Precision at 90% Confidence (one-tailed)
Certainty | 309.82 | 305.5514 | 98.62% | 0%
Lighting Large | 232.45 | 276.5594 | 119% | 38.99%
Lighting Small | 226.84 | 321.0528 | 141.5% | 1.129%
Non Lighting Small | 180.99 | 439.2358 | 242.7% | 105.1%
Total | 950.1 | 1342.3993 | 141.3% | 16.66%
Source: Program Tracking Database and Navigant analysis
Project-Level Energy and Demand Savings and RRs
Navigant Site ID | Project Type | Reported kWh | Verified kWh | Realization Rate (kWh) | Reported kW | Verified kW | Realization Rate (kW)
PRJ-1008947 | Lighting | 962959.19 | 967369.548 | 100.5% | 166.1 | 167.064 | 100.6%
PRJ-1361873 | Lighting | 180915.63 | 248259.6336 | 137.2% | 12.7 | 18.0878 | 142.4%
PRJ-939647 | Building Optimization | 147516 | 121799.6477 | 82.57% | 0 | 41.7491 | NA
PRJ-1066898 | Refrigeration Upgrade | 54592 | 63651.565 | 116.6% | 7.76 | 4.9367 | 63.62%
PRJ-1262429 | New Construction | 30717.34 | 36461.3021 | 118.7% | 5.87 | 9.6667 | 164.7%
PRJ-1254773 | Motors, Drives & Compressors | 548220 | 547898.673 | 99.94% | 67.28 | 69.0847 | 102.7%
PRJ-1439608 | Lighting | 50806.29 | 50806.288 | 100% | 15.98 | 22.5038 | 140.8%
PRJ-1628401 | HVAC | 49433 | 37956.0325 | 76.78% | 13.08 | 8.4686 | 64.74%
PRJ-1354077 | Building Optimization | 705442 | 664270.0259 | 94.16% | 76.44 | 69.4027 | 90.79%
PRJ-1669592 | Lighting | 316125.26 | 316125.264 | 100% | 77.2 | 77.2013 | 100%
PRJ-1593526 | Lighting | 263390.25 | 263390.2488 | 100% | 19.98 | 38.4194 | 192.3%
Source: Program Tracking Database and Navigant analysis
Project-Level Results for Sampled Projects
Nav. Site ID | Project Type | Energy RR (%) | Effect on Energy RR (%) | Demand RR (%) | Effect on Demand RR (%) | Reason for Discrepancy
PRJ-1008947 | Lighting | 100.5% | -0.09034% | 100.6% | 7.458% | Additional lighting measures were verified from the desk review but were not included for the calculation of reported savings. Navigant also confirmed installed lighting in the interior facility operates during the peak demand time period, therefore verified peak demand savings were higher due to the application of a coincident factor (CF) of 1.00.
PRJ-1361873 | Lighting | 137.2% | -2.138% | 142.4% | -0.806% | The difference in energy savings compared to the reported savings was due to the hours-of-use being changed from 3,120 to 8,000 hours. During the phone interview, the customer confirmed that the lighting is operational 24 hours a day, 7 days a week, so a value of 8,000 hours was used to be conservative. Additionally, 4 additional fixtures were verified from the desk review but were not included for the calculation of reported savings. Navigant also confirmed installed lighting operates during the peak demand time period, therefore verified peak demand savings were higher due to the application of a coincident factor (CF) of 1.00.
PRJ-939647 | Building Optimization | 82.57% | 0.8242% | NA | -9.029% | The difference in reported versus verified savings was due to changes made to the billing data analysis, in which regression models were used to predict pre- and post-retrofit hourly billing data. This hourly billing data was combined with the Typical Meteorological Year 3 (TMY3) hourly data to calculate pre- and post-retrofit energy consumption and peak demand. Navigant calculated the peak demand savings by aligning with the peak demand time period. The peak demand time period is 4:00pm-6:00pm on Weekdays from June to August, excluding holidays.
PRJ-1066898 | Refrigeration Upgrade | 116.6% | -0.2743% | 63.62% | 0.858% | Navigant updated the hourly calculations using an updated regression analysis and recreated the peak demand savings by aligning with the peak demand time period. The power metered in specific days of pre- and post-retrofit periods was utilized to cap the predicted hourly energy usage for pre- and post-retrofit periods, respectively. Navigant removed the cap of predicted hourly energy usage due to that the real-time power is dependent on corresponding outdoor air temperature and should not be capped by actual power of specific days, and the predicted hourly energy usage was created using the TMY3 weather data.
PRJ-1262429 | New Construction | 118.7% | -0.1729% | 164.7% | -0.6532% | Navigant verified through a project file review and a customer interview that HVAC savings were not included in the reported savings. Both HVAC and lighting measures were implemented for this project but only lighting savings were claimed. Navigant confirmed the HVAC savings were not claimed through another project or program.
PRJ-1254773 | Motors, Drives & Compressors | 99.94% | 0.05884% | 102.7% | 1.907% | Navigant calculated the peak demand savings by correctly aligning with the peak demand time period and verified slightly higher peak demand savings. The peak demand time period is 4:00pm – 6:00pm. The power at 6:00pm sharp should not be included for the calculation of peak demand savings.
PRJ-1439608 | Lighting | 100% | 0.003707% | 140.8% | -0.9644% | Navigant updated the peak demand calculations for occupancy sensor savings using the formulas and inputs defined by the IL TRM v5.0. According to the IL TRM v5.0, peak demand savings of installed occupancy sensors are the product of lighting load connected to the control, waste heat factor for demand, and the difference of baseline summer peak coincidence factor for the lighting system without occupancy sensors installed and the retrofit summer peak coincidence factor for the lighting system with occupancy sensors installed. The reported peak demand savings were calculated without including the baseline summer peak coincidence factor for the lighting system without occupancy sensors installed.
PRJ-1628401 | HVAC | 76.78% | 0.3556% | 64.74% | 1.43% | Navigant calculated verified savings by updating the analysis to include hourly data, used the part-load fan power equation from ASHRAE Standard 90.1 2010, and aligned the peak demand savings calculations with the peak demand time period. The reported savings were estimated using a 2-degree temperature bin analysis and the fan curve from ASHRAE Standard 90.1 1989 which is outdated.
PRJ-1354077 | Building Optimization | 94.16% | 1.645% | 90.79% | 4.573% | The difference in reported versus verified savings was due to changes made to the billing data analysis, in which regression models were used to predict pre- and post-retrofit hourly billing data. This hourly billing data was combined with the Typical Meteorological Year 3 (TMY3) hourly data to calculate pre- and post-retrofit energy consumption and peak demand. Navigant calculated the peak demand savings by aligning with the peak demand time period. The peak demand time period is 4:00pm-6:00pm on Weekdays from June to August, excluding holidays.
PRJ-1669592 | Lighting | 100% | 0.02511% | 100% | 2.782% | No Discrepancies.
PRJ-1593526 | Lighting | 100% | 0.02056% | 192.3% | -3.541% | Navigant confirmed the installed lighting operates 24 hours a day and 7 days a week annually through a phone interview with the customer. The installed lighting operates during the peak demand time period, therefore verified peak demand savings were higher due to the application of a coincident factor (CF) of 1.00.
Source: C&I Custom Rebate Program Tracking Database and Navigant analysis
Participant Satisfaction with Custom Program (on a scale of 1 through 5, 1 being the lowest, 5 being the highest)
Program Component | 5 | 4 | 3 | 2 | 1 | Average Satisfaction (1-5)
Amount of rebate | 25% | 50% | 13% | 13% | 0% | 3.9
Time it took to receive the rebate | 47% | 27% | 27% | 0% | 0% | 4.24
Program communications about eligibility requirements and application process | 41% | 35% | 24% | 0% | 0% | 4.17
Requirements to participate in program | 33% | 53% | 13% | 0% | 0% | 4.16
Application process | 57% | 14% | 0% | 29% | 0% | 3.99
Pre-approval application process | 38% | 38% | 25% | 0% | 0% | 4.17
Final approval application process | 38% | 50% | 13% | 0% | 0% | 4.29
Your installation contractor | 63% | 25% | 6% | 6% | 0% | 4.45
Overall satisfaction with the program | 41% | 53% | 6% | 0% | 0% | 4.35
Source: Navigant survey of participants; n = 18
Participant Satisfaction with KCP&L (on a scale of 1 through 5, 1 being the lowest, 5 being the highest)
Program Component | 5 | 4 | 3 | 2 | 1 | Average Satisfaction (1-5)
Overall Satisfaction with KCP&L | 28% | 61% | 11% | 0% | 0% | 4.17
Source: Navigant survey of participants; n = 18
Participant's Willingness to Participate in KCP&L Rebate Program Again (on a scale of 1 through 5, 1 being "not at all likely", 5 being "very likely")
Program Component | 5 | 4 | 3 | 2 | 1 | Average Satisfaction (1-5)
KCP&L Rebate Program | 80% | 20% | 0% | 0% | 0% | 4.8
Source: Navigant survey of participants; n = 18
Easiness to complete Business Energy Efficiency Rebates Custom project pre-approval application (on a scale of 1 through 5, 1 being "not at all easy", 5 being "extremely easy")
Program Component | 5 | 4 | 3 | 2 | 1 | Average Satisfaction (1-5)
Pre-approval application | 11% | 44% | 22% | 22% | 0% | 3.41
Source: Navigant survey of participants; n = 18
Trade Ally Satisfaction with Custom Program (on a scale of 1 through 5, 1 being the lowest, 5 being the highest)
Program Component | 5 | 4 | 3 | 2 | 1 | Average Satisfaction (1-5)
Marketing materials provided by the program | 10% | 50% | 30% | 0% | 10% | 3.5
Amount and type of communication received from the program | 27.3% | 18.2% | 27.3% | 18.2% | 9.1% | 3.367
Amount and type of training provided by the program | 10% | 20% | 50% | 10% | 10% | 3.1
Project application process | 9.1% | 18.2% | 27.3% | 27.3% | 18.2% | 2.73
Time to complete a project through the program | 18.2% | 27.3% | 9.1% | 36.4% | 9.1% | 3.094
The amount of the program incentives | 18.2% | 27.3% | 18.2% | 27.3% | 9.1% | 3.185
Source: Navigant survey of trade allies; n = 11
Trade Ally Satisfaction with Custom Program Elements over Previous Year
Program component | Increased | Stayed the same | Decreased
Marketing materials provided by the program | 10% | 90% | 0%
Amount and type of communication received from the program | 18.2% | 63.6% | 18.2%
Amount and type of training provided by the program | 0% | 80% | 20%
Project application process | 9.1% | 63.6% | 27.3%
Time to complete a project through the program | 9.1% | 72.7% | 18.2%
The amount of the program incentives | 0% | 27.3% | 72.7%
Source: Navigant survey of trade allies; n = 11
Trade Ally Overall Satisfaction with the Custom Program (on a scale of 1 through 5, 1 being the lowest, 5 being the highest)
Program component | 5 | 4 | 3 | 2 | 1 | Average Satisfaction (1-5)
Overall Satisfaction with Custom Program | 27.3% | 36.4% | 18.2% | 9.1% | 9.1% | 3.64
Source: Navigant survey of trade allies; n = 11

## Block Bidding
GMO Evaluation, Measurement, and Verification Report – Appendix Databook
Block Bidding: Data Tables
Executive Summary
Data is sourced to Navigant analysis unless otherwise noted.
Program Savings Summary - PY 2017
| Gross |  |  | Net
| Reported Savings | Verified Savings | Realization Rate | MEEIA 3-Year Target | Verified Savings | % of MEEIA Target Achieved
Energy at Customer Meter (kWh) | No Projects were completed in PY 2017
Coinc Demand at Customer Meter (kW)
Source: Program Tracking Database and Navigant analysis
Program Savings Summary - Program to Date
| Gross |  |  | Net
| Reported Savings | Verified Savings | Realization Rate | MEEIA 3-Year Target | Verified Savings | % of MEEIA Target Achieved
Energy at Customer Meter (kWh) | 436323.69 | 467489.66 | 107.1% | 17603947.0831 | 467489.66 | 2.656%
Coinc Demand at Customer Meter (kW) | 55.35 | 55.15 | 99.64% | 3052 | 55.15 | 1.807%
Source: Program Tracking Database and Navigant analysis
Net to Gross Component Summary
Free Ridership | Participant Spillover | Non-Participant Spillover | NTGR
Deemed 1.0 pending future research |  |  | 100%
PY2017 Summary by Measure Type
Navigant Site ID | Project Type | Reported kWh | Verified kWh | Realization Rate (kWh) | Reported kW | Verified kW | Realization Rate (kW)
No Projects were completed in PY 2017
Source: Program Tracking Database and Navigant analysis

## Business EER - SEM
GMO Evaluation, Measurement, and Verification Report – Appendix Databook
Business Energy Efficiency Rebate - SEM: Data Tables | [6 empty] | Business Energy Efficiency Rebate - SEM: Figures
Executive Summary
Data is sourced to Navigant analysis unless otherwise noted.
Program Savings Summary - PY 2017 | [6 empty] | Energy at the Customer Meter: Program Savings Summary
| Gross |  |  | Net
| Reported Savings | Verified Savings | Realization Rate | MEEIA 3-Year Target | Verified Savings | % of MEEIA Target Achieved
Energy at Customer Meter (kWh) | 5863545 | 5120961 | 87.34% | 12127507.8408 | 5120961 | 42.23%
Coinc Demand at Customer Meter (kW) | 0 | 0 | 0% | 2841.7464 | 0 | 0%
Source: Program Tracking Database and Navigant analysis
Program Savings Summary - Program to Date | [6 empty] | Energy at the Customer Meter: Program Savings Summary
| Gross |  |  | Net
| Reported Savings | Verified Savings | Realization Rate | MEEIA 3-Year Target | Verified Savings | % of MEEIA Target Achieved
Energy at Customer Meter (kWh) | 5863545 | 5120961 | 87.34% | 12127507.8408 | 5120961 | 42.23%
Coinc Demand at Customer Meter (kW) | 0 | 0 | 0% | 2841.7464 | 0 | 0%
Source: Program Tracking Database and Navigant analysis
Net to Gross Component Summary
Free Ridership | Participant Spillover | Non-Participant Spillover | NTGR
NA | NA | NA | 100%
Source: Navigant analysis PY2015
Additional Detail
End-of-Year Population and Sample Sizes
Stratum | Reported Energy Savings (kWh) | Ex Post Energy Savings (kWh) | Total Number of Projects | Projects in Sample
Large | 2665958 | 2665958 | 1 | 1
Medium | 1532955 | 873873.9109 | 2 | 1
Small | 399492 | 462215.3126 | 3 | 1
Zero | 1265140 | 1118914.1162 | 2 | 1
Total | 5863545 | 5120961.3397 | 8 | 4
Source: C&I SEM Rebate Program Tracking Database and Navigant analysis
Note: Large projects account for at least 75% of total energy savings while total energy savings of all small projects are no more than 25%.
Project-Level Results for Sampled Projects
Nav. Site ID | Stratum | Reported kWh | Verified kWh | Energy RR (%) | Reason for Discrepancy
Site A | Zero | 0 | 0 | 0% | Low customer participation resulted in no savings.
Site B | Small | 593039 | 338066.8775 | 57.01% | Production issues in the post condition caused the model to overestimate savings for one month.
Site C | Large | 1265140 | 1118914.1162 | 88.44% | The reported savings for PY2017 included savings found in PY2016. Verified savings for PY2017 was annualized to 12 months and did not include saving from PY2016.
Site D | Medium | 132001 | 152726.1709 | 115.7% | The Site A model used 13 months to calculate year 2 savings and the Site B model used 10 months. In the verified calculations, both models were annualized to represent a 12 month period.

## Small Bus. Lighting
GMO Evaluation, Measurement, and Verification Report – Appendix Databook
Small Bus. Lighting: Data Tables | [11 empty] | Business Energy Efficiency Rebate - Small Bus. Lighting: Figures
Executive Summary
Data is sourced to Navigant analysis unless otherwise noted.
Program Savings Summary - PY 2017 | [11 empty] | Energy at the Customer Meter: Program Savings Summary
| Gross |  |  | Net
| Reported Savings | Verified Savings | Realization Rate | MEEIA 3-Year Target | Verified Savings | % of MEEIA Target Achieved
Energy at Customer Meter (kWh) | 2720537.1724 | 2619095.1514 | 96.27% | 3569963.4052 | 2283850.9721 | 63.97%
Coinc Demand at Customer Meter (kW) | 470.8807 | 420.5922 | 89.32% | 592.381 | 366.7564 | 61.91%
Source: Program Tracking Database and Navigant analysis
Program Savings Summary - Program to Date | [11 empty] | Energy at the Customer Meter: Program Savings Summary
| Gross |  |  | Net
| Reported Savings | Verified Savings | Realization Rate | MEEIA 3-Year Target | Verified Savings | % of MEEIA Target Achieved
Energy at Customer Meter (kWh) | 4410196.1724 | 3926617.1514 | 89.03% | 3569963.4052 | 3424010.1561 | 95.91%
Coinc Demand at Customer Meter (kW) | 746.8807 | 609.5922 | 81.62% | 592.381 | 531.5644 | 89.73%
Source: Program Tracking Database and Navigant analysis
Net to Gross Component Summary
Free Ridership | Participant Spillover | Non-Participant Spillover | NTGR | [8 empty] | Coincident Demand at the Customer Meter: Program Savings Summary
0.14 | 0.002 | 0.01 | 87.2%
Measure Summary Table
Measure Type | Reported kWh | % of Total | Reported kW | % of Total
LED Low/High Bay | 988156.9645 | 36.32% | 178.4967 | 37.91%
LED Linear | 934305.4286 | 34.34% | 212.4005 | 45.11%
LED Exterior | 361574.1 | 13.29% | 0 | 0%
LED Screw In | 218718.8265 | 8.04% | 38.9591 | 8.274%
Lighting Optimization | 173987.995 | 6.395% | 34.2312 | 7.27%
LED Other | 37979.199 | 1.396% | 5.5206 | 1.172%
Lighting Control | 5814.6588 | 0.2137% | 1.2726 | 0.2703%
Total | 2720537.1724 | 100% | 470.8807 | 100%
Source: Program Tracking Database and Navigant analysis
Additional Detail
Impact of LED High Bay 176-350W Measure on Realization Rate
| Gross |  |  | Net
| Reported Savings | Verified Savings | Realization Rate | MEEIA 3-Year Target | Verified Savings | % of MEEIA Target Achieved
Energy at Customer Meter (kWh) without High Bay Measure | 2339512.9254 | 2408768.3675 | 103% | 3569963.4052 | 2100446.0165 | 58.84%
Coinc Demand at Customer Meter (kW) without High Bay Measure | 402.0562 | 376.1137 | 93.55% | 592.381 | 327.9711 | 55.36%
Source: Program Tracking Database and Navigant analysis
Savings by Building Type for Small Business Lighting Program
Stratum | Total Number of Projects | Reported Energy Savings (kWh) | % of Total | Verified Energy Savings (kWh) | Realization Rate | Reported Demand Savings (kW) | % of Total | Verified Demand Savings (kW) | Realization Rate
Industrial | 2 | 55147.4539 | 2.027% | 46240.9411 | 83.85% | 10.3528 | 2.199% | 6.6165 | 63.91%
Office | 21 | 281181.7178 | 10.34% | 182257.4815 | 64.82% | 55.0247 | 11.69% | 46.8545 | 85.15%
Other | 17 | 583424.5639 | 21.45% | 677996.1053 | 116.2% | 110.3374 | 23.43% | 91.3671 | 82.81%
Retail | 66 | 1629997.5646 | 59.91% | 1551665.3602 | 95.19% | 262.3312 | 55.71% | 250.9345 | 95.66%
School | 2 | 141442.3885 | 5.199% | 146061.8574 | 103.3% | 27.2396 | 5.785% | 21.1115 | 77.5%
Warehouse | 1 | 29343.4837 | 1.079% | 14873.4059 | 50.69% | 5.595 | 1.188% | 3.7082 | 66.28%
Total | 109 | 2720537.1724 | 100% | 2619095.1514 | 96.27% | 470.8807 | 100% | 420.5922 | 89.32%
Source: Program Tracking Database and Navigant analysis
Verified Inputs for Small Business Lighting Program Projects
Verified (Navigant Analysis and IL TRM)
Building Type | WHFe | WHFd | Revised CF | Revised HOU
Industrial | 1.0199 | 1.0398 | 0.63827 | 4262.3498
Office | 1.2513 | 1.39 | 0.61361 | 2398.7939
Other | 1.0917 | 1.3561 | 0.55112 | 4774.1871
Retail | 1.1223 | 1.2909 | 0.76694 | 4182.8096
School | 1.1739 | 1.3293 | 0.5316 | 3674.9458
Warehouse | 1 | 1.22 | 0.55703 | 2377.8268
Exterior | 1 | 1 | 0 | 5391.9547
Source: Program Tracking Database and Navigant analysis and Illinois TRM
Measures with 3% or more program level savings and their effect on Program Level Realization Rate
Measure name | Primary Key | Reported kWh | Reported kW | Verified kWh | Verified kW | RR kWh | RR kW | Percentage of Reported savings kWh | Percentage of Reported savings kW | Effect on Energy RR | Effect on Demand RR
LED 1X4 Retrofit Kit replacing T8, T12 or T5/T5HO fixture | 203.1 | 266097.636 | 60.4728 | 392380.822 | 71.4048 | 147.5% | 118.1% | 9.781% | 12.84% | 5.549% | 4.237%
LED 2X4 Retrofit Kit replacing T8, T12 or T5/T5HO fixture | 204.1 | 226925.864 | 51.568 | 218864.0037 | 40.0849 | 96.45% | 77.73% | 8.341% | 10.95% | 0.01603% | -1.425%
LED High Bay 176-350W | 217 | 381024.247 | 68.8245 | 210326.7839 | 44.4785 | 55.2% | 64.63% | 14.01% | 14.62% | -6.689% | -4.227%
LED Linear Lamp Replacing 4ft T8, T12, or T5 Lamp | 201.1 | 212454.9504 | 48.3476 | 206393.3139 | 41.6439 | 97.15% | 86.13% | 7.809% | 10.27% | 0.07417% | -0.3645%
LED High Bay fixture replacing > 750W fixture | 217.1 | 129996.5078 | 23.4813 | 133619.1906 | 19.162 | 102.8% | 81.61% | 4.778% | 4.987% | 0.327% | -0.4049%
LED Low Bay Fixture replacing 150W‐300W fixture | 214.1 | 152452.8054 | 27.5373 | 131392.8523 | 27.205 | 86.19% | 98.79% | 5.604% | 5.848% | -0.5987% | 0.5884%
LED Low/High Bay 71-110W | 215 | 163308.4253 | 29.502 | 131051.1711 | 27.0499 | 80.25% | 91.69% | 6.003% | 6.265% | -1.023% | 0.1583%
Exterior LED replacing > 400W Fixture or Mogul Screw‐Base Lamp | 194.1 | 87836.1 | 0 | 126168.0201 | 0 | 143.6% | 0% | 3.229% | 0% | 1.58% | 0%
Remove 4ft Lamp from T8 or T12 system | 72.1 | 116915.7178 | 23.7832 | 115715.1745 | 23.0762 | 98.97% | 97.03% | 4.298% | 5.051% | 0.1213% | 0.41%
Exterior LED replacing 175-250W HID | 196 | 86688 | 0 | 114729.5812 | 0 | 132.3% | 0% | 3.186% | 0% | 1.187% | 0%
LED Low/High Bay Fixture replacing 301W‐450W fixture | 215.1 | 101930.7621 | 18.414 | 90371.9599 | 17.6455 | 88.66% | 95.83% | 3.747% | 3.911% | -0.2963% | 0.2648%
LED 2X4 Troffer or Linear Ambient replacing T8, T12 or T5/T5HO fixture | 207.1 | 104179.6012 | 23.6744 | 77280.5988 | 17.9144 | 74.18% | 75.67% | 3.829% | 5.028% | -0.8796% | -0.7226%
LED linear replacement lamp replacing a 4' T8, T12, or T5 lamp (Eligible for lighting optimization if applicable to project) | 201 | 73778.9184 | 16.7896 | 71099.4996 | 14.1418 | 96.37% | 84.23% | 2.712% | 3.566% | 0.002706% | -0.1882%
Exterior LED replacing 251W‐400W Fixture or Mogul Screw‐Base Lamp | 195.1 | 79803.7 | 0 | 68081.4624 | 0 | 85.31% | 0% | 2.933% | 0% | -0.3312% | 0%
Rest of measures |  | 537143.937 | 78.486 | 531620.7175 | 76.7853 | 98.97% | 97.83% | 19.74% | 16.67% | 0.6644% | 1.703%
TOTAL |  | 2720537.1724 | 470.8807 | 2619095.1514 | 420.5922 | 96.27% | 89.32% | 100% | 100%
Source: Program Tracking Database and Navigant analysis

## Whole House Efficiency
GMO Evaluation, Measurement, and Verification Report – Appendix Databook
Whole House Efficiency: Data Tables | [9 empty] | Whole House Efficiency - Custom: Figures
Executive Summary
[10 empty] | Energy at the Customer Meter: Program Savings Summary | Reported Energy Distribution by Measure Tier | Energy Savings by Measure Type
Data is sourced to Navigant analysis unless otherwise noted.
Program Savings Summary - PY 2017
| Gross |  |  | Net
| Reported Savings | Verified Savings | Realization Rate | MEEIA 3-Year Target | Verified Savings | % of MEEIA Target Achieved
Energy at Customer Meter (kWh) | 10069991.6966 | 9360707.2934 | 92.96% | 19717746.2346 | 7488565.8347 | 37.98%
Coinc Demand at Customer Meter (kW) | 3976.9736 | 5827.8321 | 146.5% | 5072.2537 | 4662.2657 | 91.92%
Source: Program Tracking Database and Navigant analysis
Program Savings Summary - Program to Date
| Gross |  |  | Net
| Reported Savings | Verified Savings | Realization Rate | MEEIA 3-Year Target | Verified Savings | % of MEEIA Target Achieved
Energy at Customer Meter (kWh) | 14987205.3772 | 14897484.0846 | 99.4% | 19717746.2346 | 11917987.2677 | 60.44%
Coinc Demand at Customer Meter (kW) | 6048.8498 | 8789.1611 | 145.3% | 5072.2537 | 7031.3289 | 138.6%
Source: Program Tracking Database and Navigant analysis
Net to Gross Component Summary | [9 empty] | Coincident Demand at the Customer Meter: Program Savings Summary | Reported Demand Distribution by Measure Tier
Free Ridership | Participant Spillover | Non-Participant Spillover | NTGR
0.35 | 0.01 | 0.14 | 80%
PY2017 Summary by Measure Type
Stratum | Total Number of Projects | Total Reported Energy Savings (kWh) | Total Verified Energy Savings (kWh) | Energy RR | Total Reported Coincident Demand Savings (kW) | Total Verified Coincident Demand Savings (kW) | Coincident Demand RR
Tier 1: Energy Savings Kit | 9994 | 377881.284 | 393251.332 | 104.1% | 37.5056 | 50.542 | 134.8%
Tier 2: Building Shell Measures | 617 | 335878.82 | 174659.4491 | 52% | 144.213 | 101.9082 | 70.67%
Tier 3: HVAC Measures | 9900 | 9356231.5926 | 8792796.5123 | 93.98% | 3795.255 | 5675.382 | 149.5%
Total | 20511 | 10069991.6966 | 9360707.2934 | 92.96% | 3976.9736 | 5827.8321 | 146.5%
Source: Program Tracking Database and Navigant analysis
Additional Detail
Measure-Level Energy and Demand Savings and RRs
Stratum | Measure | Sub-Measure | Quantity | Reported kWh | Verified kWh | Realization Rate (kWh) | Reported kW | Verified kW | Realization Rate (kW)
| Measure |  | Quantity
T1: Energy Savings Kit | LED |  | 7608 | 252020.977 | 234444.296 | 93.03% | 25.826 | 23.4779 | 90.91%
T1: Energy Savings Kit | Hot Water Pipe Wrap |  | 383 | 8143.927 | 7927.148 | 97.34% | 0.9349 | 0.9043 | 96.73%
T1: Energy Savings Kit | Advanced Power Strip |  | 691 | 50947.43 | 71173 | 139.7% | 3.5933 | 7.9869 | 222.3%
T1: Energy Savings Kit | Aerator | Kitchen Faucet | 147 | 3010.7 | 9354.212 | 310.7% | 0.4646 | 2.1893 | 471.2%
T1: Energy Savings Kit | Aerator | Bathroom Faucet | 564 | 9424.8 | 6209.272 | 65.88% | 1.4544 | 9.7574 | 670.9%
T1: Energy Savings Kit | Aerator | Shower | 581 | 52133.45 | 62640.35 | 120.2% | 4.6604 | 5.7662 | 123.7%
T1: Energy Savings Kit | Furnace Filter Alarm |  | 20 | 2200 | 1503.054 | 68.32% | 0.572 | 0.46 | 80.42%
T2: Building Shell | Air Sealing |  | 227 | 143609.01 | 97728.2022 | 68.05% | 34.9782 | 60.5305 | 173.1%
T2: Building Shell | Insulation | Ceiling | 218 | 157750.84 | 45772.1111 | 29.02% | 90.9584 | 23.67 | 26.02%
T2: Building Shell | Insulation | Wall | 155 | 29031.12 | 30688.8408 | 105.7% | 16.1306 | 17.6258 | 109.3%
T2: Building Shell | Windows |  | 17 | 5487.85 | 470.295 | 8.57% | 2.1458 | 0.081794 | 3.812%
T3: HVAC | Air Conditioner | Time-of-Sale | 30 | 19921.5303 | 13955.5719 | 70.05% | 9.2822 | 4.8329 | 52.07%
T3: HVAC | Air Conditioner | Early Replacement | 1515 | 2600818.6105 | 3623736.2271 | 139.3% | 1145.4172 | 3547.426 | 309.7%
T3: HVAC | Heat Pump | Air Source Time-of-Sale | 19 | 16714.0851 | 18156.9836 | 108.6% | 4.771 | 4.2188 | 88.43%
T3: HVAC | Heat Pump | Air Source Early Replacement | 369 | 2665786.4302 | 2202874.2076 | 82.64% | 1051.3072 | 901.7245 | 85.77%
T3: HVAC | Heat Pump | Air Source Replace ER Heat | 85 | 1169744.7073 | 72077.7021 | 6.162% | 434.1071 | 16.9566 | 3.906%
T3: HVAC | Heat Pump | Ductless Mini-Split | 44 | 57838.6292 | 106387.5628 | 183.9% | 35.9482 | 23.0816 | 64.21%
T3: HVAC | Heat Pump | Ground Source Time-of-Sale | 9 | 32463 | 48172.3016 | 148.4% | 10.8927 | 12.7815 | 117.3%
T3: HVAC | Heat Pump | Ground Source Early Replacement | 14 | 144858 | 147641.4131 | 101.9% | 48.6142 | 35.0842 | 72.17%
T3: HVAC | Heat Pump | Ground Source Replace ER Heat | 2 | 31976 | 20772.9231 | 64.96% | 15.3288 | 1.9653 | 12.82%
T3: HVAC | Heat Pump Water Heater |  | 29 | 51214 | 43521.3624 | 84.98% | 2.4273 | 2.0618 | 84.94%
T3: HVAC | ECM Furnace Fan |  | 2084 | 1267280.4 | 1482280 | 117% | 709.1898 | 465.2048 | 65.6%
T3: HVAC | HVAC Tune Up |  | 2779 | 481355.2 | 407782.7831 | 84.72% | 31.0016 | 140.5064 | 453.2%
T3: HVAC | Coil Cleaning | Indoor | 141 | 16497 | 34439.0771 | 208.8% | 5.2734 | 26.1565 | 496%
T3: HVAC | Coil Cleaning | Outdoor | 2642 | 681636 | 563316.719 | 82.64% | 215.5872 | 487.348 | 226.1%
T3: HVAC | Refrigerant Charge Adjustment |  | 138 | 118128 | 7681.6778 | 6.503% | 76.107 | 6.0331 | 7.927%
Source: Program Tracking Database and Navigant analysis
Measure-Level Results and Reasons
Nav. Site ID | Project Type |  | Energy RR (%) | Major Reasons for Discrepancy |  | Effect on Demand RR (%) | Major Reasons for Discrepancy
T1: Energy Savings Kit | LED |  | 93.03% | IL TRM v5 deemed HOU of 847 was used, versus the KCPL deemed value of 938. |  | 90.91% | IL TRM v5 CF of 8.10% was used to calculate verified savings, versus the KCPL deemed value of 9.5%
T1: Energy Savings Kit | Hot Water Pipe Wrap |  | 97.34% | IL TRM v5 deemed savings of 72 kWh is lower than reported deemed savings of 74 kWh. |  | 96.73% | IL TRM v5 deemed savings of 0.0082 kW is lower than reported deemed savings of 0.0085 kW.
T1: Energy Savings Kit | Advanced Power Strip |  | 139.7% | IL TRM v5 deemed savings of 103 kWh is higher than reported deemed savings of 73.7 kWh. |  | 222.3% | IL TRM v5 deemed savings of 0.011 kW is higher than reported deemed savings of 0.005 kW.
T1: Energy Savings Kit | Aerator | Kitchen Faucet | 310.7% | IL TRM V5 assume 2.56 person per household, versus KCPL's 1.44. |  | 471.2% | IL TRM v5 deemed savings of 0.047 kW is higher than reported deemed savings of 0.010 kW. IL TRM V5 assume 2.56 person per household, versus KCPL's 1.44.
T1: Energy Savings Kit | Aerator | Bathroom Faucet | 65.88% | IL TRM V5 assume 2.56 person per household, versus KCPL's 1.44. |  | 670.9% | IL TRM v5 deemed savings of 0.039 kW is higher than reported deemed savings of 0.010 kW. IL TRM V5 assume 2.56 person per household, versus KCPL's 1.44.
T1: Energy Savings Kit | Aerator | Shower | 120.2% | IL TRM V5 assume 2.56 person per household, versus KCPL's 1.44. |  | 123.7% | IL TRM v5 deemed savings of 0.030 kW is higher than reported deemed savings of 0.0244 kW. IL TRM V5 assume 2.56 person per household, versus KCPL's 1.44.
T1: Energy Savings Kit | Furnace Filter Alarm |  | 68.32% | IL TRM v5 deemed savings of 83 kWh is lower than reported deemed savings of 110 kWh. |  | 80.42% | IL TRM v5 deemed savings of 0.023 kW is lower than reported deemed savings of 0.029 kW.
T2: Building Shell | Air Sealing |  | 68.05% | CFM50: Avg efficient 3860, claimed 3. Avg baseline 2765, claimed 6. CDD 1444.5 was used to verify savings versus KCPL's 1325. HDD 5154.4 was used to verify savings versus KCPL's 5249. |  | 173.1% | IL TRM v5 calculated savings is higher than reported deemed savings of 0.0001 kW.
T2: Building Shell | Insulation | Ceiling | 29.02% | R-Value: Avg installed 29.1, claimed 38. Avg baseline 16.5, claimed 5. CDD 1444.5 was used to verify savings versus KCPL's 1325. HDD 5154.4 was used to verify savings versus KCPL's 5249. |  | 26.02% | IL TRM v5 calculated savings is lower than reported deemed savings of 0.0003 kW.
T2: Building Shell | Insulation | Wall | 105.7% | R-Value: Avg installed 17.2, claimed 5. Avg baseline 6.7, claimed 2. CDD 1444.5 was used to verify savings versus KCPL's 1325. HDD 5154.4 was used to verify savings versus KCPL's 5249. |  | 109.3% | IL TRM v5 calculated savings is higher than reported deemed savings of 0.0004 kW.
T2: Building Shell | Windows |  | 8.57% | CDD 1444.5 was used to verify savings versus KCPL's 1325. HDD 5154.4 was used to verify savings versus KCPL's 5249. |  | 3.812% | CDD 1444.5 was used to verify savings versus KCPL's 1325. HDD 5154.4 was used to verify savings versus KCPL's 5249.
T3: HVAC | Air Conditioner | Time-of-Sale | 70.05% | A cooling EFLH of 738 was used to verify savings, versus KCPL's 1325. Federal baseline SEER of 13 was used to verify savings versus actual SEER of equipment replaced. Used actual SEER of installed which was higher than KCPL's deemed efficent SEER. |  | 52.07% | A cooling EFLH of 738 was used to verify savings, versus KCPL's 1325. Federal baseline EER of 11.2 was used to verify savings versus actual EER of equipment replaced. Used actual EER of installed which was higher than KCPL's deemed efficent EER.
T3: HVAC | Air Conditioner | Early Replacement | 139.3% | A cooling EFLH of 738 was used to verify savings, versus KCPL's 1325. Used actual SEER of equipment removed as baseline SEER to verify savings which was lower than KCPL's deemed baseline of 10. Used actual SEER of installed which was higher than KCPL's deemed efficent SEER. |  | 309.7% | A cooling EFLH of 738 was used to verify savings, versus KCPL's 1325. Used actual EER of equipment removed as baseline EER to verify savings which was lower than KCPL's deemed baseline. Used actual EER of installed which was higher than KCPL's deemed efficent EER.
T3: HVAC | Heat Pump | Air Source Time-of-Sale | 108.6% | A cooling EFLH of 738 was used to verify savings, versus KCPL's 1325. A heating EFLH of 1376 was used versus KCPL's 5249. Federal baseline SEER of 14 was used to verify savings versus actual SEER of equipment replaced. Used actual SEER of installed which was higher than KCPL's deemed efficent SEER. |  | 88.43% | A cooling EFLH of 738 was used to verify savings, versus KCPL's 1325. A heating EFLH of 1376 was used versus KCPL's 5249. Federal baseline EER of 11.8 was used to verify savings versus actual EER of equipment replaced. Used actual EER of installed which was higher than KCPL's deemed efficent EER.
T3: HVAC | Heat Pump | Air Source Early Replacement | 82.64% | A cooling EFLH of 738 was used to verify savings, versus KCPL's 1325. A heating EFLH of 1376 was used versus KCPL's 5249. Used actual SEER of equipment removed as baseline SEER to verify savings which was lower than KCPL's deemed baseline of 9.12. Used actual SEER of installed which was higher than KCPL's deemed efficent SEER. |  | 85.77% | A cooling EFLH of 738 was used to verify savings, versus KCPL's 1325. A heating EFLH of 1376 was used versus KCPL's 5249. Used actual EER of equipment removed as baseline EER to verify savings which was lower than KCPL's deemed baseline. Used actual EER of installed which was higher than KCPL's deemed efficent EER.
T3: HVAC | Heat Pump | Air Source Replace ER Heat | 6.162% | A cooling EFLH of 738 was used to verify savings, versus KCPL's 1325. A heating EFLH of 1376 was used versus KCPL's 5249. Federal baseline SEER of 14 was used to verify savings versus actual SEER of equipment replaced. Used actual SEER of installed which was higher than KCPL's deemed efficent SEER. |  | 3.906% | A cooling EFLH of 738 was used to verify savings, versus KCPL's 1325. A heating EFLH of 1376 was used versus KCPL's 5249. Federal baseline EER of 11.8 was used to verify savings versus actual EER of equipment replaced. Used actual EER of installed which was higher than KCPL's deemed efficent EER.
T3: HVAC | Heat Pump | Ductless Mini-Split | 183.9% | A cooling EFLH of 738 was used to verify savings, versus KCPL's 1325. A heating EFLH of 1376 was used versus KCPL's 5249. IL TRM v5 calculated savings higher than reported deemed savings of 1314 kWh. |  | 64.21% | A cooling EFLH of 738 was used to verify savings, versus KCPL's 1325. A heating EFLH of 1376 was used versus KCPL's 5249. IL TRM v5 calculated savings is lower than reported deemed savings of 0.82 kW.
T3: HVAC | Heat Pump | Ground Source Time-of-Sale | 148.4% | A cooling EFLH of 738 was used to verify savings, versus KCPL's 3020. A heating EFLH of 1376 was used versus KCPL's 4470. Used baseline SEER of 14 to verify savings which was higher than KCPL's deemed baseline of 12. Used actual SEER of installed which was higher than KCPL's deemed efficent EER of 23. |  | 117.3% | A cooling EFLH of 738 was used to verify savings, versus KCPL's 3020. A heating EFLH of 1376 was used versus KCPL's 4470. Baseline EER of 11.8 was used to verify savings versus KCPL's 12. Used actual EER of installed which was higher than KCPL's deemed efficent EER of 23.
T3: HVAC | Heat Pump | Ground Source Early Replacement | 101.9% | A cooling EFLH of 738 was used to verify savings, versus KCPL's 3020. A heating EFLH of 1376 was used versus KCPL's 4470. Used baseline SEER of 9.12 to verify savings which was lower than KCPL's deemed baseline of 12. Used actual SEER of installed which was higher than KCPL's deemed efficent EER of 23. |  | 72.17% | A cooling EFLH of 738 was used to verify savings, versus KCPL's 3020. A heating EFLH of 1376 was used versus KCPL's 4470. Baseline EER of 8.55 was used to verify savings versus KCPL's 12. Used actual EER of installed which was higher than KCPL's deemed efficent EER of 23.
T3: HVAC | Heat Pump | Ground Source Replace ER Heat | 64.96% | A cooling EFLH of 738 was used to verify savings, versus KCPL's 3020. A heating EFLH of 1376 was used versus KCPL's 4470. Used baseline SEER of 13 to verify savings which was higher than KCPL's deemed baseline of 12. Used actual SEER of installed which was higher than KCPL's deemed efficent EER of 23. |  | 12.82% | A cooling EFLH of 738 was used to verify savings, versus KCPL's 3020. A heating EFLH of 1376 was used versus KCPL's 4470. Baseline EER of 11 was used to verify savings versus KCPL's 12. Used actual EER of installed which was higher than KCPL's deemed efficent EER of 23.
T3: HVAC | Heat Pump Water Heater |  | 84.98% | Reported savings do not account for Heating and Cooling savings. Daily hot water usage reported 50 gallons vs. verified 45 gallons. |  | 84.94% | Reported savings do not account for Heating and Cooling savings. Daily hot water usage reported 50 gallons vs. verified 45 gallons.
T3: HVAC | ECM Furnace Fan |  | 117% | A cooling EFLH of 738 was used to verify savings, versus KCPL's 1325. IL TRM v5 calculated savings higher than reported deemed savings of 608 kWh. |  | 65.6% | A cooling EFLH of 738 was used to verify savings, versus KCPL's 1325. IL TRM v5 calculated savings is lower than reported deemed savings of 0.34 kW.
T3: HVAC | HVAC Tune Up |  | 84.72% | A cooling EFLH of 738 was used to verify savings, versus KCPL's 3020. A heating EFLH of 1376 was used versus KCPL's 4470. IL TRM v5 calculated savings higher than reported deemed savings of 174 kWh. |  | 453.2% | A cooling EFLH of 738 was used to verify savings, versus KCPL's 3020. A heating EFLH of 1376 was used versus KCPL's 4470. IL TRM v5 calculated savings is lower than reported deemed savings of 0.01 kW.
T3: HVAC | Coil Cleaning | Indoor | 208.8% | WI TRM coil cleaning measure was used to verify savings instead of IL TRM for general HVAC Tune Up. Unclear how KCPL differentates indoor versus outdoor. WI TRM calculates higher savings than KCPL's deemed savings of 117 kWh. |  | 496% | WI TRM coil cleaning measure was used to verify savings instead of IL TRM for general HVAC Tune Up. Unclear how KCPL differentates indoor versus outdoor. WI TRM calculates higher savings than KCPL's deemed savings of 0.04 kW.
T3: HVAC | Coil Cleaning | Outdoor | 82.64% | WI TRM coil cleaning measure was used to verify savings instead of IL TRM for general HVAC Tune Up. Unclear how KCPL differentates indoor versus outdoor. WI TRM calculates higher savings than KCPL's deemed savings of 258 kWh. |  | 226.1% | WI TRM coil cleaning measure was used to verify savings instead of IL TRM for general HVAC Tune Up. Unclear how KCPL differentates indoor versus outdoor. WI TRM calculates higher savings than KCPL's deemed savings of 0.08 kW.
T3: HVAC | Refrigerant Charge Adjustment |  | 6.503% | WI TRM refrigerant charge measure was used to verify savings instead of IL TRM for general HVAC Tune Up. WI TRM calculates lower savings than KCPL's deemed savings of 856 kWh. |  | 7.927% | WI TRM refrigerant charge measure was used to verify savings instead of IL TRM for general HVAC Tune Up. WI TRM calculates lower savings than KCPL's deemed savings of 0.55 kW.
Source: Program Tracking Database and Navigant analysis
Impact Analysis: T3 HVAC Metadata, Averages, and Quantity
Measure | SEER |  | EER |  | HSPF |  | Average Cooling Capacity | Average Heating Capacity | Total Installed Quantity
| Average Replaced | Average Installed | Average Replaced | Average Installed | Average Replaced | Average Installed
Sub-Measure
Air Conditioner, Replace on Burnout | 9.7 | 16.4 | N/A | N/A | N/A | N/A | 40059 | N/A | 30
SEER 15 | 7.75 | 15.1 | N/A | N/A | N/A | N/A | 37500 | N/A | 10
SEER 16 | 10.63 | 16.38 | N/A | N/A | N/A | N/A | 41647 | N/A | 15
SEER 17 | N/A | 19.85 | N/A | N/A | N/A | N/A | 40800 | N/A | 5
Air Conditioner, Early Replacement | 9.4 | 16.1 | N/A | 12.81 | N/A | N/A | 38429 | N/A | 1515
SEER 15 | 9.31 | 15.15 | N/A | 12.5 | N/A | N/A | 39413 | N/A | 358
SEER 16 | 9.35 | 16.22 | N/A | 13.33 | N/A | N/A | 37870 | N/A | 1049
SEER 17 | 9.81 | 18.02 | N/A | 12.2 | N/A | N/A | 40592 | N/A | 108
Heat Pump, Energy Efficient | 10.75 | 16.42 | N/A | 12.5 | N/A | 9.12 | 41053 | 37981 | 19
SEER 15 | N/A | 15.18 | N/A | N/A | N/A | 8.63 | 36857 | 34462 | 7
SEER 16 | 12 | 16 | N/A | N/A | N/A | 9.02 | 44000 | 40452 | 3
SEER 17 | 10.33 | 17.53 | N/A | 12.5 | N/A | 9.54 | 43333 | 39893 | 9
Heat Pump, Replace on Burnout | 9.61 | 16.54 | N/A | 13.5 | N/A | 9.1 | 37739 | 35201 | 369
SEER 15 | 9.7 | 15.14 | N/A | N/A | N/A | 8.65 | 35748 | 33532 | 119
SEER 16 | 9.6 | 16.04 | N/A | 13.5 | N/A | 9.02 | 36756 | 34377 | 119
SEER 17 | 9.54 | 18.23 | N/A | N/A | N/A | 9.58 | 40398 | 37432 | 131
Heat Pump, Replaces Electric Resistance Heat | 9.54 | 16.65 | N/A | N/A | N/A | 9.16 | 34447 | 32441 | 85
SEER 15 | 9.48 | 15.08 | N/A | N/A | N/A | 8.64 | 32769 | 31034 | 26
SEER 16 | 9.42 | 16.11 | N/A | N/A | N/A | 9.12 | 34966 | 32876 | 29
SEER 17 | 9.73 | 18.53 | N/A | N/A | N/A | 9.66 | 35400 | 33240 | 30
Heat Pump, Ductless Mini-Split | 10.08 | 20.62 | N/A | N/A | N/A | 10.62 | 21477 | 21563 | 44
Ground Source Heat Pump, Replace on Burnout | N/A | N/A | N/A | 26.27 | N/A | N/A | 42533 | 47162 | 9
Ground Source Heat Pump, Early Replacement of GSHP | N/A | N/A | N/A | 30.66 | N/A | N/A | 42350 | 44562 | 8
Ground Source Heat Pump, Early Replacement of ASHP | N/A | N/A | N/A | 28.63 | N/A | N/A | 41983 | 48839 | 6
Ground Source Heat Pump, Replace Failed Electric Resistance Heat | N/A | N/A | N/A | 27 | N/A | N/A | 25250 | 28711 | 2
Notes:
Heating Capacity assigned by using a representative sample then normalized to cooling capacity in order to assign heating capacity for each unit.
Source: Program tracking data.
Impact Analysis: T2 Building Shell Metadata, Averages, and Quantity
Tier 2: Building Shell Measures | Initial Value | Final Value | Average Square Footage Replaced | Total Sq. Ft. Replaced
Air Sealing (CFM50) | 3840 | 2730 | 3002 | 624387
Insulation (R-Value) | 15 | 34 | 942 | 343688
Ceiling | 20 | 46 | 1424 | 303367
Wall | 8 | 17 | 265 | 40321
Windows (U-Value) | N/A | 0.27 | 157 | 2677

## Income-Eligible Multi-Family
GMO Evaluation, Measurement, and Verification Report – Appendix Databook
Income-Eligible Multi-Family: Data Tables | [7 empty] | Income Eligible Multifamily: Figures
Executive Summary
Data is sourced to Navigant analysis unless otherwise noted.
Program Savings Summary - PY 2017 | [7 empty] | Energy at the Customer Meter: Program Savings Summary
| Gross |  |  | Net
| Reported Savings | Verified Savings | Realization Rate | MEEIA 3-Year Target | Verified Savings | % of MEEIA Target Achieved
Energy at Customer Meter (kWh) | 5148380.4384 | 4353778.4 | 84.57% | 10014278.2246 | 4353778.4 | 43.48%
Coinc Demand at Customer Meter (kW) | 522.55 | 547.92 | 104.9% | 1356.5948 | 547.92 | 40.39%
Source: Program Tracking Database and Navigant analysis
Program Savings Summary - Program to Date | [7 empty] | Energy at the Customer Meter: Program Savings Summary
| Gross |  |  | Net
| Reported Savings | Verified Savings | Realization Rate | MEEIA 3-Year Target | Verified Savings | % of MEEIA Target Achieved
Energy at Customer Meter (kWh) | 7457599.4384 | 6134100.4 | 82.25% | 10014278.2246 | 6134100.4 | 61.25%
Coinc Demand at Customer Meter (kW) | 756.2451 | 736.92 | 97.44% | 1356.5948 | 736.92 | 54.32%
Source: Program Tracking Database and Navigant analysis
Net to Gross Component Summary
Free Ridership | Participant Spillover | Non-Participant Spillover | NTGR
Deemed 1.0 |  |  | 100% |  |  |  |  | Coincident Demand at the Customer Meter: Program Savings Summary
PY 2017 Summary by Measure Type
Gross
Measure Type | Verified kWh | Verified kW | % of Total Program kWh Savings | % of Total Program kW Savings
Lighting | 3692351.3632 | 367.9385 | 84.81% | 67.15%
Aerators | 268492.6157 | 135.8679 | 6.167% | 24.8%
Power Strips | 24514 | 2.7509 | 0.5631% | 0.5021%
Insulation | 103.0289 | 0.011753 | 0.002366% | 0.002145%
Low Flow Shower Head | 366993.3921 | 41.1388 | 8.429% | 7.508%
Custom | 1324 | 0.19956 | 0.03041% | 0.03642%
Total | 4353778.4 | 547.9074 | 100% | 100%
Source: Program Tracking Database and Navigant analysis
Additional Detail
Measure-Level Energy and Demand Savings and RRs
Measure Name | Reported kWh | Verified kWh | Realization Rate (kWh) | Reported kW | Verified kW | Realization Rate (kW) | Reason for Discrepancy
Lighting LED - 9 Watt | 680966.0843 | 533934.4124 | 78.41% | 69.81 | 51.39 | 73.61% | Verified HOU and efficiencies are lower.
Low Flow Shower Heads Chrome 1.5 - Electric WH | 166608.9439 | 253519.8971 | 152.2% | 12.21 | 28.42 | 232.8% | Verified higher CF, lower baseline efficiency, higher persons per household
Low Flow Shower Heads Handheld 1.5 GPM | 74572.8417 | 113473.495 | 152.2% | 5.47 | 12.72 | 232.5% | Verified higher CF, lower baseline efficiency, higher persons per household
Hot Water Pipe Insulation - Electric WH | 74.0357 | 103.0289 | 139.2% | 0.01 | 0.01 | 100% | Verified longer length of insulation (5' vs 6')
1.5 GPM Kitchen Aerator | 49140.9811 | 185674.6586 | 377.8% | 6.16 | 53.05 | 861.2% | Verified higher baseline efficiency, persons per household, lower HOU
1.0 GPM Bathroom Aerator | 52481.8911 | 82817.9572 | 157.8% | 6.58 | 82.82 | 1259% | Verified higher baseline efficiency, persons per household,lower HOU
LEDs (9W A19 - Food Bank Distribution) | 4059726.6531 | 3101185.201 | 76.39% | 416.16 | 310.56 | 74.63% | Verified HOU is lower
Power Saving Strips - 7 Outlet | 17547.7408 | 24514 | 139.7% | 1.24 | 2.75 | 221.8% | Verified higher deemed kWh/unit
Lighting LED - 9 Watt (exterior/entry door) | 10381.4905 | 25522.4426 | 245.8% | 1.06 | 2.82 | 266% | Verified efficiencies are lower, WHF differ.
Lighting LED - 15 Watt - Common Area | 0 | 0 | NA | 0 | 0 | NA | NA
LED 9W A19 - Common Area | 35555.7762 | 31709.3073 | 89.18% | 3.64 | 3.18 | 87.36% | Verified common area HOU is lower
Custom - Refrigerator | 1324 | 1324 | 100% | 0.21 | 0.2 | 95.24% | Verified higher CF is lower
Total | 5148380.4384 | 4353778.4 | 84.57% | 522.55 | 547.92 | 104.9%
Source: Program Tracking Database and Navigant analysis
Count of Measures Installed by Type
Measure Type | Number of Measures Installed
Lighting | 144316
Aerators | 2403 | [6 empty] | Count of Measures Installed by Type
Power Strips | 238
Insulation | 1
Low Flow Shower Head | 21237
Custom - Refrigerator | 1
Source: Program Tracking Database and Navigant analysis
Savings Summary by Measure
| Gross |  |  | Gross
Measure Category | Reported kWh | Verified kWh | Realization Rate | Reported kW | Verified kW | Realization Rate
Lighting | 4786630.0041 | 3692351.3632 | 77.14% | 490.6744 | 367.9385 | 74.99%
Aerators | 101622.8722 | 268492.6157 | 264.2% | 12.7359 | 135.8679 | 1067%
Power Strips | 17547.7408 | 24514 | 139.7% | 1.2376 | 2.7509 | 222.3%
Insulation | 74.0357 | 103.0289 | 139.2% | 0.0085 | 0.011753 | 138.3%
Low Flow Shower HEad | 241181.7856 | 366993.3921 | 152.2% | 17.6806 | 41.1388 | 232.7%
Custom - Refrigerator | 1324 | 1324 | 100% | 0.21184 | 0.19956 | 94.2%
Total | 5148380.4384 | 4353778.4 | 84.57% | 522.5488 | 547.9074 | 104.9%
Source: Program Tracking Database and Navigant analysis

## Home Lighting Rebate
GMO Evaluation, Measurement, and Verification Report – Appendix Databook
Home Lighting Rebate: Data Tables | [8 empty] | Home Lighting Rebate: Figures
Executive Summary
Data is sourced to Navigant analysis unless otherwise noted. | [8 empty] | Energy at the Customer Meter: Program Savings Summary | Mid-Year Population and Sample Sizes by Reported Energy Savings (kWh)
Program Savings Summary - PY 2017
| Gross |  |  | Net
| Reported Savings | Verified Savings | Realization Rate | MEEIA 3-Year Target | Verified Savings | % of MEEIA Target Achieved
Energy at Customer Meter (kWh) | 13192192.67 | 12519138.1 | 94.9% | 25288145 | 10537930.71 | 41.67%
Coinc Demand at Customer Meter (kW) | 1321.2 | 1421 | 107.6% | 2669 | 1201.51 | 45.02%
Notes:
Net savings derived from individual Net of FR ratios for standard and specialty LEDs; application of weighted total NTG yields slightly different results due to rounding error
Source: Program Tracking Database and Navigant analysis
Program Savings Summary - Program to Date
| Gross |  |  | Net
| Reported Savings | Verified Savings | Realization Rate | MEEIA 3-Year Target | Verified Savings | % of MEEIA Target Achieved
Energy at Customer Meter (kWh) | 25901019.4324 | 23647476.1 | 91.3% | 25288145 | 19865415.786 | 78.56%
Coinc Demand at Customer Meter (kW) | 2594.0042 | 2717 | 104.7% | 2669 | 2287.75 | 85.72% |  |  | Coincident Demand at the Customer Meter: Program Savings Summary
Notes:
Net savings derived from individual Net of FR ratios for standard and specialty LEDs; application of weighted total NTG yields slightly different results due to rounding error
Source: Program Tracking Database and Navigant analysis
Net to Gross Component Summary
Stratum | Free Ridership | Spillover | NTGR
Standard LEDs | 0.33 | 0.21 | 88%
Specialty LEDs | 0.5 | 0.21 | 71%
Total | 0.38 | 0.21 | 83%
Notes:
Total Free Ridership and Net of FR equals the savings weighted sum of standard and specialty values
-- SO combined for participants and non-participants
Source: Program Tracking Database and Navigant analysis
Energy Impacts at the Customer Meter
Stratum | Total Reported Energy Savings (kWh) | Total Verified Energy Savings (kWh) | Energy RR | Relative Precision at 90% Confidence (one-tailed)
Standard LEDs | 10510004.09 | 9702015.56 | 92.31% | N/A
Specialty LEDs | 2682187.59 | 2817122 | 105% | N/A
Total | 13192191.67 | 12519138.1 | 94.9% | N/A
Notes:
Total verified savings includes the application of an in-service rate and adjustments for leakage and C&I installations
Total Reported Energy Savings value was not broken out by Standard and Specialty
Source: Program Tracking Database and Navigant analysis
Coincident Demand Impacts at Customer Meter
Stratum | Total Reported Coincident Demand Savings (kW) | Total Verified Coincident Demand Savings (kW) | Coincident Demand RR | Relative Precision at 90% Confidence (one-tailed)
Standard LEDs | 1052.6 | 1132.96 | 107.6% | N/A
Specialty LEDs | 268.6 | 288.04 | 107.2% | N/A
Total | 1321.2 | 1421 | 107.6% | N/A
Notes:
Total verified savings includes the application of an in-service rate and adjustments for leakage and C&I installations
Total Reported Demand Savings value was not broken out by Standard and Specialty
Source: Program Tracking Database and Navigant analysis
Additional Detail
Mid-Year Population and Sample Sizes - Residential Sales
Stratum | Verified Energy Savings (kWh) | Number of Packages | Number of Bulbs
Standard LEDs | 4652176.37 | 64021.5 | 163248
Specialty LEDs | 1523638.42 | 24613.94 | 45725
Total | 6175814.79 | 88635.44 | 208973
Notes:
Counts include application of leakage and C&I installations, savings also adjust for an in-service rate
Source: Home Lighting Rebate Tracking Database, adjusted for leakage and cross-sector sales
End-of-Year Population and Sample Sizes - Residential Sales
Stratum | Verified Energy Savings (kWh) | Number of Packages | Number of Bulbs
Standard LEDs | 7934501.56 | 104437.66 | 278427
Specialty LEDs | 2367646 | 35177.18 | 71054
Total | 10302147.56 | 139614.84 | 349481
Notes:
Counts include application of leakage and C&I installations, savings also adjust for an in-service rate
Source: Home Lighting Rebate Tracking Database, adjusted for leakage and cross-sector sales
Mid-Year Population and Sample Sizes - Cross Sector Sales
Stratum | Verified Energy Savings (kWh) | Number of Packages | Number of Bulbs
Standard LEDs | 1036353.28 | 3123 | 7963
Specialty LEDs | 289236.4 | 1200.68 | 2231
Total | 1325589.68 | 4323.68 | 10194
Notes:
Based on a 4% cross-sector sales rate; savings also adjust for an in-service rate
Source: Home Lighting Rebate Tracking Database
End-of-Year Population and Sample Sizes - Cross Sector Sales
Stratum | Verified Energy Savings (kWh) | Number of Packages | Number of Bulbs
Standard LEDs | 1767513.99 | 5095 | 13581
Specialty LEDs | 449476.74 | 1716 | 3467
Total | 2216990.73 | 6811 | 17048
Notes:
Based on a 4% cross-sector sales rate; savings also adjust for an in-service rate
Source: Home Lighting Rebate Tracking Database
Mid-Year Residential Leakage Sales
Stratum | Leaked Energy Savings (kWh) | Number of Packages | Number of Bulbs
Standard LEDs | 794285.14 | 10931 | 27872
Specialty LEDs | 260143.14 | 4202.38 | 7807
Total | 1054428.28 | 15133.38 | 35679
Notes:
Based on a 14% leakage rate; savings also adjust for an in-service rate
Source: Home Lighting Rebate Tracking Database
End-of-Year Residential Leakage Sales
Stratum | Leaked Energy Savings (kWh) | Number of Packages | Number of Bulbs
Standard LEDs | 1354690.46 | 17831 | 47537
Specialty LEDs | 404260 | 6006 | 12132
Total | 1758950.46 | 23837 | 59669
Notes:
Based on a 14% leakage rate; savings also adjust for an in-service rate
Source: Home Lighting Rebate Tracking Database
Final NTG Component Results - Home Lighting Rebate Program
Estimation Approach | Period | Free Ridership | Participant Spillover | Percent of Total Program Savings for Period
Demand Elasticity Modeling - Standard | PY2 | 0.33 | -- | 100%
Demand Elasticity Modeling - Specialty | PY2 | 0.5 | -- | 100%
Demand Elasticity Modeling - Overall | PY2 | 0.38 | -- | 100%
In-store Intercepts - Overall | PY2 | 0.39 | 0.21 | 100%
Notes:
Demand Elasticity Modeling relies on analysis of program data, in-store intercepts on survey data
-- SO and NPSO are not provided through the DEM approach
-- SO combined for participants and non-participants
Demand Elasticity Modeling Free Ridership Estimates by Retail Channel - Home Lighting Rebate
Retail Channel | Period | Free Ridership | Percent of Total Program Savings for Period
Home Improvement | PY2 | 0.49 | N/A
Mass Merchandise | PY2 | 0.22 | N/A
Membership Clubs | PY2 | 0.3 | N/A
All Other Channels | PY2 | 0.26 | N/A
Total LEDs | PY2 | 0.38 | N/A
Notes:
Demand Elasticity Modeling relies on analysis of program data
Source: Navigant analysis or Program Tracking and Promotional Data
In-Service Rate - LEDs Obtained in 2016 (Combined GMO and KCP&L-MO)
Year | Cumulative Installation Rate | Incremental Installation Rate | No Delayed Installs
1 | 78% | 78% | 100%
2 | 87% | 9%
3 | 93% | 6%
4 | 96% | 3%
NPV |  | 88% | 94%
Ratio of all first year to delayed scenario |  |  | 94.2%
NPV not discounting Year 1 |  |  | 94.2%
Source: Navigant analysis of Home Lighting Rebate On-site Saturation Data
Program Incentives Over Time - Home Lighting Rebate
Measure Type | Standard LEDs |  |  | Specialty LEDs
| Price Prior to Incentive | Incentive | Price After Incentive | Price Prior to Incentive | Incentive | Price After Incentive
First six months | 4.15 | 1.89 | 2.26 | 7.84 | 3.15 | 4.69
Second six months | 3.2 | 0.91 | 2.29 | 6.52 | 1.76 | 4.76
Full Year | 3.76 | 1.49 | 2.27 | 7.38 | 2.66 | 4.72
Notes:
Change over the year reflects budget and incentive reductions
--Average final price excludes any manufacturer or retailer discounts
Source: Navigant analysis of Home Lighting Rebate Tracking Database
Process Results - Inclusive of KCP&L-GMO and KCP&L-KMO
Bulb-types Purchased and Addressed in Survey
| Number of Responses | % of Respondents
Program Standard LEDs | 23 | 10.55%
Program Specialty LEDs | 66 | 30.28%
Non-program LEDs | 89 | 40.83%
Other Bulb Types | 76 | 34.86%
Notes:
The 218 survey respondents were asked about up to two bulb types
Source: Navigant analysis of In-store Intercept Surveys
First Time LED Purchasers and Consideration of LEDs
| Number of Responses | % of Respondents
First-time LED purchasers | 80 | 13%
Non-LED purchasers who considered LEDs | 57 | 39%
Source: Navigant analysis of In-store Intercept Surveys
Why LED Considerers Decided Against Them
% of Respondents
Number of Respondents | 27
Couldn't find right size/shape | 43%
Don't know enough about them | 34%
Too expensive | 26%
Don't like the light quality | 13%
Notes:
Multiple responses allowed
Source: Navigant analysis of In-store Intercept Surveys
Why Respondent Chose Bulb
| All Responses | Program LED Purchasers | Non-Program LED Purchasers | Other Bulb Purchasers
Number of Respondents | 251 | 89 | 89 | 73
Specific feature (size, light color, etc.) | 51% | 46% | 44% | 60%
Desired price, discount, cheapest | 33% | 32%* | 39% | 24%
Same bulb as replaced | 29% | 16% | 18% | 59%
In-store demonstration | 11% | 21%* | 10%* | 0%
Staff assistance | 9% | 18% | 7% | 1%
Wanted LEDs | 4% | 8% | 3% | 1%
Prominant display | 4% | 6%* | 6% | 0%
Other | 3% | 3% | 3% | 3%
Notes:
Multiple responses allowed
Asterisk indicate possible promgram influence, including spillover to non-program LEDs
One Other Bulb purchaser show said "wanted LEDs" actually purchased a CFL
Source: Navigant analysis of In-store Intercept Surveys
Most Important Features for Selecting Bulb
| All Responses | Program Standard LEDs | Program Specialty LEDs | Non-Program LEDs | Other Bulbs
First Most Important Feature (Single Response)
Number of Respondents | 251 | 23 | 66 | 89 | 73
Bulb Shape | 22% | 9% | 6% | 20% | 41%
Brightness | 19% | 4% | 26% | 18% | 19%
Purchase Price | 17% | 22% | 24% | 12% | 15%
Energy use/savings | 14% | 30% | 23% | 10% | 4%
Bulb life | 10% | 17% | 11% | 16% | 0%
Environmental benefits | 5% | 9% | 2% | 6% | 6%
Other | 14% | 9% | 10% | 18% | 15%
Second Most Important Feature (Single Response)
Number of Respondents | 206 | 19 | 56 | 74 | 57
Brightness | 22% | 21% | 9% | 26% | 32%
Energy use/savings | 20% | 21% | 27% | 26% | 5%
Bulb life | 17% | 21% | 36% | 15% | 0%
Purchase Price | 15% | 21% | 13% | 7% | 25%
Bulb Shape | 13% | 5% | 7% | 11% | 25%
Environmental benefits | 5% | 5% | 5% | 8% | 2%
Other | 8% | 5% | 4% | 8% | 13%
Most Important Features Combined (Sum of Above Responses)
Number of Responses | 457 | 42 | 122 | 163 | 130
Brightness | 21% | 12% | 18% | 22% | 25%
Bulb Shape | 18% | 7% | 7% | 16% | 34%
Energy use/savings | 16% | 26% | 25% | 17% | 5%
Purchase Price | 16% | 21% | 19% | 10% | 19%
Bulb life | 13% | 19% | 22% | 15% | 0%
Environmental benefits | 5% | 7% | 3% | 7% | 4%
Other | 11% | 7% | 7% | 14% | 14%
Notes:
Results subject to slight rounding error
Source: Navigant analysis of In-store Intercept Surveys
Knowledge of or Exposure to Program Support
| All Responses |  | Program LED Purchasers |  | Non-Program LED Purchasers |  | Other Bulb Purchasers
| n | % | n | % | n | % | n | %
Prior Awareness of Discounts | 216 | 23% | 80 | 23% | 78 | 23% | 58 | 22%
Saw Bulb Demonstration | 129 | 55% | 58 | 66% | 42 | 50% | 29 | 41%
Saw Program Signage | 194 | 31% | 58 | 43.1% | 78 | 32.05% | 58 | 16%
Noticed ENERGY STAR label (generally) | 217 | 88% | 80 | 93% | 79 | 89% | 58 | 78%
Noticed ENERGY STAR label on program materials | NA | NA | 75 | 13% | NA | NA | NA | NA
Source: Navigant analysis of In-store Intercept Surveys
How Heard About Discounts | 43
All Responses
Number of Respondents | 43
Saw a lighting demonstration in the store | 42%
Saw it on KCP&L's website or bill insert | 24%
Saw KCP&L signage in store | 13%
Word of Mouth | 8%
Other | 13%
Notes:
Limited to respondents who knew of discounts prior to the survey, multiple responses allowed
Source: Navigant analysis of In-store Intercept Surveys
Influence of Program Support on Program LED Purchases
| Discount | Demonstrations | Signage
| % of Respondents | % of Respondents | % of Respondents
Number of Respondents | 16 | 38 | 35
Extremely Influential | 7 | 50% | 56%
Very Influential | 3 | 18% | 4%
Moderately Influential | 2 | 18% | 24%
Slightly Influential | 1 | 5% | 12%
Not at All Influential | 3 | 8% | 4%
Notes:
Questions limited to program purchasers who also were aware of discounts, observed the demonstration, or saw program signage
Source: Navigant analysis of In-store Intercept Surveys
Importance of ENERGY STAR Label to Lighting Purchases
| All Responses | Program LED Purchasers | Non-Program LED Purchasers | Other Bulb Purchasers
Number of Responses | 190 | 75 | 70 | 45
Extrememly Important | 18% | 25% | 19% | 4%
Very Important | 17% | 15% | 23% | 11%
Moderately Important | 18% | 21% | 10% | 27%
Slightly Important | 14% | 9% | 17% | 18%
Not at All Important | 32% | 28% | 31% | 38%
Don't Know | 1% | 1% | 0% | 1%
Notes:
Limited to respondents who were aware of the ENERGY STAR label prior to the survey
Source: Navigant analysis of In-store Intercept Surveys

## HER
GMO Evaluation, Measurement, and Verification Report – Appendix Databook
Home Energy Report: Data Tables | [6 empty] | Home Energy Reports
Executive Summary
Data is sourced to Navigant analysis unless otherwise noted.
Energy at the Customer Meter: Program Savings Summary
Program Savings Summary - PY 2017
| Gross |  |  | Net
| Reported Savings | Verified Savings | Realization Rate | MEEIA 3-Year Target | Verified Savings | % of MEEIA Target Achieved
Energy at Customer Meter (kWh) | 21011479 | 21011479 | 100% | 21070771.9 | 21011479 | 99.72%
Coinc Demand at Customer Meter (kW) | 3905 | 3808.0988 | 97.52% | 4215 | 3808.0988 | 90.35%
Source: Program Tracking Database and Navigant analysis
Program Savings Summary - Program to Date
| Gross |  |  | Net
| Reported Savings | Verified Savings | Realization Rate | MEEIA 3-Year Target | Verified Savings | % of MEEIA Target Achieved
Energy at Customer Meter (kWh) | 21011479 | 21011479 | 100% | 21070771.9 | 21011479 | 99.72%
Coinc Demand at Customer Meter (kW) | 3905 | 3808.0988 | 97.52% | 4215 | 3808.0988 | 90.35%
Source: Program Tracking Database and Navigant analysis
Net to Gross Component Summary | [6 empty] | Coincident Demand at the Customer Meter: Program Savings Summary
Free Ridership | Participant Spillover | Non-Participant Spillover | NTGR
Billing analysis is inherently net |  |  | 100%
Savings by Wave
Cohort | Average % Savings per Household | Total kWh Savings | Coincident Demand Savings (kW)
GMO 2013 | 2.3% | 11605631 | 1806.1815 |  |  |  | Coincident Demand at the Customer Meter: Program Savings Summary
GMO 2015 | 1.7% | 3593987 | 720.9133
GMO 2016 Expansion | 0.8% | 4951610 | 867.8004
GMO 2017 | 0.7% | 860251 | 413.2036
Total |  | 21011479 | 3808.0988
Source: Navigant analysis of implementer-reported tracking data
Additional Detail from Process Evaluation Survey
Home Energy Report Recall
| All Treatment Customers |  | 2016 Expansion Wave Treatment Customers |  | Treatment Customers except 2016 Expansion Wave
| n | % | n | % | n | %
Did not recall report | 72 | 32% | 35 | 32% | 37 | 29.6%
Recalled report | 153 | 68% | 65 | 65% | 88 | 70.4%
Total | 225 | 100% | 100 | 97% | 125 | 100%
Source: Navigant analysis of 2017 Process Evaluation Survey
HERR1. In the past three months, do you remember receiving a Home Energy Report from
Kansas City Power & Light about your in-home energy use?
HERR3/4. The Home Energy Report is a one-page printed report sent by mail…
Base: HER recipients, n=225
Home Energy Report Interaction: How Customers Read Reports
| All Treatment Customers |  | 2016 Expansion Wave Treatment Customers |  | Treatment Customers except 2016 Expansion Wave
| n | % | n | % | n | %
I read the report in detail | 39 | 25.49% | 15 | 23.08% | 24 | 27.27%
I skimmed the report | 62 | 40.52% | 22 | 33.85% | 40 | 45.45%
I glanced at the report, but didn't skim the whole thing * | 41 | 26.8% | 22 | 33.85% | 19 | 21.59%
I did not read the report | 11 | 7.19% | 6 | 9.231% | 5 | 5.682%
Total | 153 | 100% | 65 | 100% | 88 | 100%
*Differences between 2016 Expansion Treatment Wave and other Treatment Waves exluding Expansion are statistically significant, p<0.10.
Source: Navigant analysis of 2017 Process Evaluation Survey
HERI1. Which of the following best describes what you did the the last home energy report you received?
Base: HER recipients who read report, n= 153
Home Energy Report Interaction: What Prevented Customers from Reading Reports
| All Treatment Customers |  | 2016 Expansion Wave Treatment Customers |  | Treatment Customers except 2016 Expansion Wave
| n | % | n | % | n | %
Too Busy | 58 | 52% | 29 | 58% | 29 | 48%
Not interested | 13 | 12% | 4 | 8% | 9 | 15%
Someone else read it | 2 | 2% | 1 | 2% | 1 | 2%
Looked like junk mail | 7 | 6% | 2 | 4% | 5 | 8%
Read previous report | 22 | 20% | 8 | 16% | 14 | 23%
Info not useful | 25 | 23% | 12 | 24% | 13 | 21%
Source: Navigant analysis of 2017 Process Evaluation Survey
HERI2. What prevented you from reading the report?
Base: HER recipients who read report, All treatment n= 153, Expansion Wave Treatment n= 65, Treatment customers except Expansion wave = 88
Home Energy Report Interaction: Actions Taken After Receiving Report
| All Treatment Customers |  | 2016 Expansion Wave Treatment Customers |  | Treatment Customers except 2016 Expansion Wave
| n | % | n | % | n | %
Talked to members of household about report | 38 | 25% | 20 | 31% | 18 | 20%
Saved the report for reference | 36 | 24% | 18 | 28% | 18 | 20%
Talked to people outside of household about the report | 17 | 11% | 7 | 11% | 10 | 11%
Threw away or recycled * | 88 | 53% | 32 | 49% | 56 | 64%
*Differences between 2016 Expansion Treatment Wave and other Treatment Waves exluding Expansion are statistically significant, p<0.10.
Source: Navigant analysis of 2017 Process Evaluation Survey
HERI3. In thinking about the last report that you received, did you do any of the following…[Select all]
Base: HER recipients who read report, All treatment n= 153, Expansion Wave Treatment n= 65, Treatment customers except Expansion wave = 88
Home Energy Report Ratings
| All Treatment Customers |  | 2016 Expansion Wave Treatment Customers |  | Treatment Customers except 2016 Expansion Wave
| n | % | n | % | n | %
1 | 2 | 1.439% | 0 | 0% | 2 | 2.469%
2 | 3 | 2.158% | 1 | 1.724% | 2 | 2.469%
3 | 2 | 1.439% | 0 | 0% | 2 | 2.469%
4 | 6 | 4.317% | 4 | 6.897% | 2 | 2.469%
5 | 21 | 15.11% | 6 | 10.34% | 15 | 18.52%
6 | 14 | 10.07% | 6 | 10.34% | 8 | 9.877%
7 | 21 | 15.11% | 12 | 20.69% | 9 | 11.11%
8 | 30 | 21.58% | 12 | 20.69% | 18 | 22.22%
9 | 17 | 12.23% | 5 | 8.621% | 12 | 14.81%
10 | 23 | 16.55% | 12 | 20.69% | 11 | 13.58%
Average | 7.17 |  | 7.4 |  | 7.01
Source: Navigant analysis of 2017 Process Evaluation Survey
HERI17. On a scale of 1 to 10, with 1 being “unacceptable” and 10 being “outstanding”, how would you rate Home Energy Reports overall? a. I like the Home Energy Reports.
Base: HER recipients who read report, All treatment n= 153, Expansion Wave Treatment n= 65, Treatment customers except Expansion wave = 88
HER Section Recall and Ratings
Customer Recall of Specific Report Sections
| All Treatment Customers |  | 2016 Expansion Wave Treatment Customers |  | Treatment Customers except 2016 Expansion Wave
| n | % of Group | n | % of Group | n | % of Group
Neighbor Comparison | 131 | 92% | 53 | 90% | 78 | 94%
Program Recommendations | 53 | 37% | 26 | 44% | 27 | 33%
Energy-Saving Tips | 88 | 62% | 34 | 58% | 54 | 65%
Source: Navigant analysis of 2017 Process Evaluation Survey
HERI4,The Home Energy Report compares your home’s energy usage to that of neighbors’ in your area. Do you remember seeing this comparison?
HERI8, The Home Energy Reports provide recommendations for Kansas City Power & Light programs or rebates that could help you save energy in your home. Do you remember seeing program recommendations in the Home Energy Reports?
HERI11, The Home Energy Reports also provide energy-saving tips. Do you remember seeing energy-saving tips on the Home Energy Reports?
Base: HER recipients who read report, All treatment n= 153, Expansion Wave Treatment n= 65, Treatment customers except Expansion wave = 88
Report Section That Customers Recalled "Most Vividly"
| All Treatment Customers |  | 2016 Expansion Wave Treatment Customers |  | Treatment Customers except 2016 Expansion Wave
| n | % of Group | n | % of Group | n | % of Group
Comparison of energy use to that of neighbors in the area. | 107 | 81.06% | 42 | 77.78% | 65 | 83.33%
Breakdown of your energy use | 19 | 14.39% | 8 | 14.81% | 11 | 14.1%
Tips on how to save energy and money | 4 | 3.03% | 2 | 3.704% | 2 | 2.564%
Information about KCP&L’s other offerings | 1 | 0.7576% | 1 | 1.852% | 0 | 0%
FAQ section | 1 | 0.7576% | 1 | 1.852% | 0 | 0%
Total | 132 | 100% | 54 | 100% | 78 | 100%
Source: Navigant analysis of 2017 Process Evaluation Survey
HERR5. Which section of the report do you most vividly remember seeing?
Base: HER recipients who read report, All treatment n= 153, Expansion Wave Treatment n= 65, Treatment customers except Expansion wave = 88
Customer Ratings of Specific Report Sections
| All Treatment Customers |  | 2016 Expansion Wave Treatment Customers |  | Treatment Customers except 2016 Expansion Wave
| n | Avg Rating | n | Avg Rating | n | Avg Rating
Neighbor Comparison | 131 | 6.19 | 53 | 6.39 | 78 | 6.05
Program Recommendations | 53 | 6.43 | 26 | 6.58 | 27 | 6.3
Energy-Saving Tips* | 88 | 7.08 | 34 | 7.56 | 54 | 6.77
*Differences between 2016 Expansion Wave and Treatment Groups except the expansion wave, p<0.10.
Source: Navigant analysis of 2017 Process Evaluation Survey
HERI6, In your opinion, how useful is the neighbor comparison in helping you understand your home’s energy usage?
HERI9, In your opinion, how useful are the Kansas City Power & Light program recommendations you’ve seen in your Home Energy Reports?
HERI15, In your opinion, how useful are the energy-saving tips you’ve seen in your Home Energy Reports?
Base: HER recipients who read report, All treatment n= 153, Expansion Wave Treatment n= 65, Treatment customers except Expansion wave = 88
Customer Suggestions for Report Improvments
All Treatment Customers
Questions & Themes | n | %
Neighbor Comparison
More detail about neighbor's energy usage | 14 | 35.9%
Compare number of occupants and occupancy patterns | 9 | 23.08%
Compare square footage of homes | 7 | 17.95%
More tips and programs on how to lower energy bill | 4 | 10.26%
More information | 3 | 7.692%
Simplify information | 2 | 5.128%
Porgram Recommendations
Provide more detailed tips | 9 | 60%
Suggest more affordable tips | 4 | 26.67%
Make tips applicable to renters | 2 | 13.33%
Energy Saving Tips
Update tips/make more tips | 8 | 66.67%
Send reports with monthly bills | 3 | 25%
Send reports in email | 1 | 8.333%
HERI7. In what ways could the neighbor comparison be made more useful?
HERI10. In what ways could the program recommendations be made more useful?
HERI16. In what ways could the energy savings tips be made more useful?
Type of Neighbor Comparison Recalled by Customer
| All Treatment Customers |  | 2016 Expansion Wave Treatment Customers |  | Treatment Customers except 2016 Expansion Wave
| n | % | n | % | n | %
My home used more than average neighbors* | 59 | 45.04% | 19 | 35.85% | 40 | 51.28%
My home used about the same as average neighbors | 20 | 15.27% | 9 | 16.98% | 11 | 14.1%
My home used less than average neighbors | 48 | 36.64% | 22 | 41.51% | 26 | 33.33%
I don’t remember | 4 | 3.053% | 3 | 5.66% | 1 | 1.282%
Total | 131 | 100% | 53 | 100% | 78 | 100%
*Differences between 2016 Expansion Wave and other Treatment Waves are statistically significant, p<0.10.
Source: Navigant analysis of 2017 Process Evaluation Survey
HERI5. On the most recent report, how did your energy use compare to average neighbors in your area?
Base: HER recipients who read report, All treatment n= 153, Expansion Wave Treatment n= 65, Treatment customers except Expansion wave = 88
Differences in Customer Actions by Type of Neighbor Comparison
| Completed Tips |  | Took Energy Saving Action
| n | % | n | %
Home used more | 28 | 74% | 47 | 80%
Home used about the same or less | 22 | 51% | 45 | 66%
Source: Navigant analysis of 2017 Process Evaluation Survey
HERI5. On the most recent report, how did your energy use compare to average neighbors in your area?
HERI13. Did you do any of the tips from the reports?
EE3. What actions have you taken in the past year to save energy in your home?
Base: HER recipients who recall the direction of their neighbor comparison, n= 127
Differences in Satisfaction by Type of Neighbor Comparison
| Satisfaction with Report |  | Satisfaction with Neighbor Comparison
| n | Avg | n | Avg
Home used more | 58 | 7.19 | 57 | 5.79
Home used about the same or less | 66 | 7.18 | 66 | 6.64
Source: Navigant analysis of 2017 Process Evaluation Survey
HERI17. On a scale of 1 to 10, with 1 being “unacceptable” and 10 being “outstanding”, how would you rate Home Energy Reports overall
HERI6. In your opinion, how useful is the neighbor comparison in helping you understand your home’s energy usage? Use a scale of 1 to 10 where 1 is “not at all useful” and 10 is “extremely useful”.
Base: HER recipients who recall the direction of their neighbor comparison, n= 127
KCP&L Energy Efficiency Program Awareness
| 2016 Expansion Wave Treatment Customers |  | 2016 Expansion Wave Control Customers |  | Treatment Customers except 2016 Expansion Wave
| n | % | n | % | n | %
None/Not familiar with programs | 20 | 27% | 27 | 36% | 24 | 26%
Rebates on air conditioners and heat pumps | 17 | 23% | 19 | 26% | 20 | 22%
Discounts on LED lightbulbs | 12 | 16% | 18 | 24% | 15 | 16%
Thermostat rebates **/ * | 13 | 17% | 25 | 34% | 28 | 30%
Weatherization and Home Improvement Program | 13 | 17% | 13 | 18% | 22 | 24%
Total | 75 |  | 74 |  | 93
**Differences between 2016 Expansion Treatment Wave and Expansion Control Wave are statistically significant, p<0.05.
*Differences between 2016 Expansion Treatment Wave and other Treatment Waves exluding Expansion are statistically significant, p<0.10.
Source: Navigant analysis of 2017 Process Evaluation Survey
EE2. Which Kansas City Power & Light energy efficiency or conservation programs have you heard of?
Base: All respondents: Expansion wave treatment n= 100, Expansion wave control n=101, Treatment except expansion wave=125
Energy Saving Actions Taken
| All Treatment Customers |  | 2016 Expansion Wave Treatment Customers |  | Treatment Customers except 2016 Expansion Wave
| n | % | n | % | n | %
None * | 28 | 12% | 17 | 17% | 11 | 9%
No-cost actions
Turned off lights more often | 54 | 24% | 24 | 24% | 30 | 24%
Set back your thermostat | 47 | 21% | 22 | 22% | 25 | 20%
Uplugged appliances/electronics | 16 | 7% | 9 | 9% | 7 | 6%
Removed an extra refrigerator | 2 | 1% | 1 | 1% | 1 | 1%
Reduced your water heater's temperature | 2 | 1% | 1 | 1% | 1 | 1%
Used the Energy Analyzer tool | 0 | 0% | 0 | 0% | 0 | 0%
Hang clothes outside | 0 | 0% | 0 | 0% | 0 | 0%
Total - any behavior action | 94 | 41.78% | 39 | 39% | 55 | 44%
Investment actions
Installed CFL or LED lighting | 49 | 29% | 23 | 31% | 26 | 28%
Air sealed or weatherstripped | 27 | 16% | 10 | 13% | 17 | 18%
Added insulation to home | 20 | 12% | 9 | 12% | 11 | 12%
Installed programmable or smart thermostat | 19 | 11% | 8 | 11% | 11 | 12%
Purchased a new appliance | 19 | 11% | 8 | 11% | 11 | 12%
Replaced windows or doors | 18 | 11% | 9 | 12% | 9 | 10%
Replaced air conditioner | 11 | 7% | 4 | 5% | 7 | 7%
Purchased a new water heater | 5 | 3% | 3 | 4% | 2 | 2%
Gotten a home energy assessment/audit | 1 | 1% | 1 | 1% | 0 | 0%
Total - any invesment action | 124 | 55.11% | 56 | 56% | 68 | 54.4%
*Differences between 2016 Expansion Treatment Wave and other Treatment Waves exluding Expansion are statistically significant, p<0.10.
Source: Navigant analysis of 2017 Process Evaluation Survey
EE3. What actions have you taken in the past year to save energy in your home?
Base: All respondents: Expansion wave treatment n= 100, Treatment except expansion wave=125
Energy Saving Tip Preferences
| All Treatment Customers |  | 2016 Expansion Wave Treatment Customers |  | Treatment Customers except 2016 Expansion Wave
| n | % | n | % | n | %
Do-it-yourself projects to save energy | 94 | 42% | 43 | 43% | 51 | 41%
No-cost actions you can take in your home to save energy | 93 | 41% | 36 | 36% | 57 | 46%
Products you can purchase to save energy | 72 | 32% | 31 | 31% | 41 | 33%
KCP&L program or rebate opportunities | 98 | 44% | 39 | 39% | 59 | 47%
Other * | 11 | 5% | 8 | 8% | 3 | 2%
Not interested in energy-saving tips or recommendations | 26 | 12% | 15 | 15% | 11 | 9%
*Differences between 2016 Expansion Treatment Wave and other Treatment Waves exluding Expansion are statistically significant, p<0.10.
Source: Navigant analysis of 2017 Process Evaluation Survey
EE5. What types of energy saving tips or recommendations would be most useful to you?
Base: All respondents: Expansion wave treatment n= 100, Expansion wave control n=101, Treatment except expansion wave=125
Report Format Preferences (Percentage of respondents selecting mode as first choice)
| All Treatment Customers |  | 2016 Expansion Wave Treatment Customers |  | Treatment Customers except 2016 Expansion Wave
| n | % | n | % | n | %
Paper (by mail) | 110 | 51.16% | 45 | 47.37% | 65 | 54.17%
Email | 66 | 30.7% | 32 | 33.68% | 34 | 28.33%
Online (through KCP&L My Account Portal) | 16 | 7.442% | 8 | 8.421% | 8 | 6.667%
Text/SMS | 23 | 10.7% | 10 | 10.53% | 13 | 10.83%
Total | 215 | 100% | 95 | 100% | 120 | 100%
Source: Navigant analysis of 2017 Process Evaluation Survey
WE5. There are many ways that KCP&L could deliver the information in the Home Energy Reports to you. Please rank ...
Base: All respondents, treatment n= 225, expansion wave treatment n=100, treatment except expansion n=125
Email Frequency Preferences
| All Treatment Customers |  | 2016 Expansion Wave Treatment Customers |  | Treatment Customers except 2016 Expansion Wave
| n | % | n | % | n | %
Once per month | 54 | 44.63% | 25 | 47.17% | 29 | 42.65%
Every other month/six times per year | 15 | 12.4% | 9 | 16.98% | 6 | 8.824%
Quarterly/four times per year | 37 | 30.58% | 15 | 28.3% | 22 | 32.35%
Once or twice per year | 15 | 12.4% | 4 | 7.547% | 11 | 16.18%
Total | 121 | 100% | 53 | 100% | 68 | 100%
Source: Navigant analysis of 2017 Process Evaluation Survey
WE6. How often would you prefer to receive email reports?
Base: Treatment customers who prefer email reports: 2016 Expansion wave treatment n= 32, Treatment except 2016 Expansion wave=34
Demographics
Residence Type: All Treatment Groups
| All Treatment Customers |  | 2016 Expansion Wave Treatment Customers |  | Treatment Customers except 2016 Expansion Wave
| n | % | n | % | n | %
Single-family* | 165 | 77.1% | 69 | 73% | 96 | 81%
Duplex or two-family | 11 | 5.14% | 5 | 5% | 6 | 5%
Apartment/condo in a 2-4 unit building | 10 | 5% | 3 | 3% | 7 | 6%
Apartment/condo in a 5+ unit building * | 10 | 5% | 8 | 8% | 2 | 2%
Townhouse or row house (shared/adjacent walls to another house) | 7 | 3% | 3 | 3% | 4 | 3%
Mobile home, house trailer | 11 | 5% | 7 | 7% | 4 | 3%
Total | 214 | 100% | 95 | 100% | 119 | 100%
*Differences between 2016 Expansion Treatment Wave and other Treatment Waves exluding Expansion are statistically significant, p<0.10.
Source: Navigant analysis of 2017 Process Evaluation Survey
DEMO1. What type of residence do you live in?
Base: All respondents, treatment n= 225, expansion wave treatment n=100, treatment except expansion n=125
Residence Type: Expansion Wave Treatment and Control Groups
| 2016 Expansion Wave Treatment Customers |  | 2016 Expansion Wave Control Customers
| n | % | n | %
Single-family | 69 | 72.63% | 75 | 78.12%
Duplex or two-family | 5 | 5.263% | 6 | 6.25%
Apartment/condo in a 2-4 unit building | 3 | 3.158% | 4 | 4.167%
Apartment/condo in a 5+ unit building ** | 8 | 8.421% | 2 | 2.083%
Townhouse or row house (shared/adjacent walls to another house) | 3 | 3.158% | 4 | 4.167%
Mobile home, house trailer | 7 | 7.368% | 5 | 5.208%
Total | 95 | 100% | 96 | 100%
**Differences between Expansion Wave and other Treatment Waves are statistically significant, p<0.05.
Source: Navigant analysis of 2017 Process Evaluation Survey
DEMO1. What type of residence do you live in?
Base: All respondents: Expansion wave treatment n= 100, Expansion wave control n=101, Treatment except expansion wave=125
Primary Language Spoken
| All Treatment Customers |  | 2016 Expansion Wave Treatment Customers |  | Treatment Customers except 2016 Expansion Wave
| n | % | n | % | n | %
English | 216 | 96% | 96 | 96% | 120 | 96%
Refused | 9 | 4% | 4 | 4% | 5 | 4%
Total | 225 | 100% | 100 | 100% | 125 | 100%
Source: Navigant analysis of 2017 Process Evaluation Survey
DEMO2. What is your primary language (That is, the one you speak most of the time?)
Base: All respondents, treatment n= 225, expansion wave treatment n=100, treatment except expansion n=125
Home Ownership
| All Treatment Customers |  | 2016 Expansion Wave Treatment Customers |  | Treatment Customers except 2016 Expansion Wave
| n | % | n | % | n | %
Own** | 156 | 73% | 60 | 65% | 96 | 80%
Rent** | 57 | 27% | 33 | 35% | 24 | 20%
Total | 213 | 100% | 93 | 100% | 120 | 100%
**Differences between Expansion Wave and other Treatment Waves are statistically significant, p<0.05.
Source: Navigant analysis of 2017 Process Evaluation Survey
DEMO3. Do you rent or own your home?
Base: All respondents, treatment n= 225, expansion wave treatment n=100, treatment except expansion n=125
Home Ownership
| 2016 Expansion Wave Treatment Customers |  | 2016 Expansion Wave Control Customers
| n | % | n | %
Own** | 60 | 65% | 78 | 77%
Rent** | 33 | 35% | 19 | 19%
Total | 93 | 100% | 97 | 100%
**Differences between Expansion Treatment Wave and other Explansion Control Waves are statistically significant, p<0.05.
Source: Navigant analysis of 2017 Process Evaluation Survey
DEMO3. Do you rent or own your home?
Base: All respondents: Expansion wave treatment n= 100, Expansion wave control n=101, Treatment except expansion wave=125
Duration of Residence
| All Treatment Customers |  | 2016 Expansion Wave Treatment Customers |  | Treatment Customers except 2016 Expansion Wave
| n | % | n | % | n | %
One year or less | 28 | 13% | 14 | 15% | 14 | 12%
2-3 years* | 39 | 18% | 12 | 13% | 27 | 22%
4-5 years | 31 | 14% | 18 | 19% | 13 | 11%
6-10 years | 61 | 29% | 29 | 31% | 32 | 26%
More than 10 years | 55 | 26% | 20 | 22% | 35 | 29%
Total | 214 | 100% | 93 | 100% | 121 | 100%
*Differences between Expansion Wave and other Treatment Waves are statistically significant, p<0.10.
Source: Navigant analysis of 2017 Process Evaluation Survey
DEMO4. How many years have you lived in your current home?
Base: All respondents, treatment n= 225, expansion wave treatment n=100, treatment except expansion n=125
Building Age
| All Treatment Customers |  | 2016 Expansion Wave Treatment Customers |  | Treatment Customers except 2016 Expansion Wave
| n | % | n | % | n | %
Before 1900* | 4 | 2% | 0 | 0% | 4 | 3%
1900 to 1939 | 14 | 6% | 8 | 8% | 6 | 5%
1940 to 1959 | 20 | 9% | 7 | 7% | 13 | 10%
1960 to 1979 | 47 | 21% | 23 | 23% | 24 | 19%
1980 to 1989 | 19 | 8% | 7 | 7% | 12 | 10%
1990 to 1999 | 20 | 9% | 9 | 9% | 11 | 9%
2000 to 2004 | 15 | 7% | 7 | 7% | 8 | 6%
2005 or later | 26 | 12% | 10 | 10% | 16 | 13%
Refused/Don't Know | 60 | 27% | 29 | 29% | 31 | 25%
Total | 225 | 100% | 100 | 100% | 125 | 100%
*Differences between Expansion Wave and other Treatment Waves are statistically significant, p<0.10.
Source: Navigant analysis of 2017 Process Evaluation Survey
DEMO5. When was your home built?
Base: All respondents, treatment n= 225, expansion wave treatment n=100, treatment except expansion n=125
Household Size
| All Treatment Customers |  | 2016 Expansion Wave Treatment Customers |  | Treatment Customers except 2016 Expansion Wave
| n | Avg | n | Avg | n | Avg
Household size** | 225 | 2.82 | 100 | 2.63 | 125 | 2.96
**Differences between Expansion Wave and other Treatment Waves are statistically significant, p<0.05.
Source: Navigant analysis of 2017 Process Evaluation Survey
DEMO6. Including you, how many people are currently living in your home year-round? Include all members of your household whether or not they are related to you, but do not include anyone who is just visiting, or children who may be away at college or in the military.
Base: All respondents, treatment n= 225, expansion wave treatment n=100, treatment except expansion n=125
Respondent Age Category: All Treatment Groups
| All Treatment Customers |  | 2016 Expansion Wave Treatment Customers |  | Treatment Customers except 2016 Expansion Wave
| n | % | n | % | n | %
18 to 24 years | 5 | 2.252% | 4 | 4.04% | 1 | 0.813%
25 to 44 years | 83 | 37.39% | 40 | 40.4% | 43 | 34.96%
45 to 64 years | 84 | 37.84% | 36 | 36.36% | 48 | 39.02%
65 years and over | 50 | 22.52% | 19 | 19.19% | 31 | 25.2%
Total | 222 | 100% | 99 | 100% | 123 | 100%
Source: Navigant analysis of 2017 Process Evaluation Survey
DEMO7. Which of the following categories includes your age? Please tell me when I get to your range.
Base: All respondents, treatment n= 225, expansion wave treatment n=100, treatment except expansion n=125
Respondent Age Category: Expansion Wave Treatment and Control Groups
| 2016 Expansion Wave Treatment Customers |  | 2016 Expansion Wave Control Customers
| n | % | n | %
18 to 24 years | 4 | 4% | 1 | 1%
25 to 44 years *** | 40 | 40% | 18 | 18%
45 to 64 years | 36 | 36% | 40 | 40%
65 years and over*** | 19 | 19% | 41 | 41%
Total | 100 | 100% | 100 | 100%
***Differences between Expansion Treatment and Control groups are statistically significant, p<0.01.
Source: Navigant analysis of 2017 Process Evaluation Survey
DEMO7. Which of the following categories includes your age? Please tell me when I get to your range.
Base: All respondents: Expansion wave treatment n= 100, Expansion wave control n=101, Treatment except expansion wave=125
Technology Ownership: All Treatment Groups
| All Treatment Customers |  | 2016 Expansion Wave Treatment Customers |  | Treatment Customers except 2016 Expansion Wave
| n | % | n | % | n | %
Smart phone | 166 | 74% | 74 | 74% | 92 | 74%
Wearable technology | 66 | 29% | 33 | 33% | 33 | 26%
Smart thermostat | 36 | 16% | 14 | 14% | 22 | 18%
Programmable thermostat | 94 | 42% | 41 | 41% | 53 | 42%
Smart Bulbs | 42 | 19% | 20 | 20% | 22 | 18%
Smart appliances * | 35 | 16% | 20 | 20% | 15 | 12%
Smart home security system * | 22 | 10% | 14 | 14% | 8 | 6%
Voice-enabled home assistant | 23 | 10% | 10 | 10% | 13 | 10%
None | 21 | 9% | 9 | 9% | 12 | 10%
Total | 225 |  | 100 |  | 125
*Differences between Expansion Wave and other Treatment Waves are statistically significant, p<0.10.
Source: Navigant analysis of 2017 Process Evaluation Survey
DEMO8. Do you or any member or your household own any of the following?
Base: All respondents, treatment n= 225, expansion wave treatment n=100, treatment except expansion n=125
Technology Ownership: Expansion Wave Treatment and Control Groups
| 2016 Expansion Wave Treatment Customers |  | 2016 Expansion Wave Control Customers
| n | % | n | %
Smart phone | 74 | 74% | 75 | 74%
Wearable technology | 33 | 33% | 28 | 28%
Smart thermostat | 14 | 14% | 12 | 12%
Programmable thermostat | 41 | 41% | 43 | 43%
Smart Bulbs | 20 | 20% | 15 | 15%
Smart appliances | 20 | 20% | 17 | 17%
Smart home security system | 14 | 14% | 9 | 9%
Voice-enabled home assistant** | 10 | 10% | 3 | 3%
None | 9 | 9% | 11 | 11%
Total | 100 |  | 101
**Differences between Income-Eligible Treatment and Control are statistically significant, p<0.05.
Source: Navigant analysis of 2017 Process Evaluation Survey
DEMO8. Do you or any member or your household own any of the following?
Base: All respondents: Expansion wave treatment n= 100, Expansion wave control n=101
Household Income Category
| All Treatment Customers |  | 2016 Expansion Wave Treatment Customers |  | Treatment Customers except 2016 Expansion Wave
| n | % | n | % | n | %
Less than $25,000* | 33 | 15% | 10 | 10% | 23 | 18%
$25,000 to less than $50,000 | 42 | 19% | 17 | 17% | 25 | 20%
$50,000 to less than $75,000 | 34 | 15% | 15 | 15% | 19 | 15%
$75,000 to less than $100,000 | 32 | 14% | 13 | 13% | 19 | 15%
$100,000 to less than $150,000 | 25 | 11% | 14 | 14% | 11 | 9%
$150,000 or over | 10 | 4% | 4 | 4% | 6 | 5%
Refused/Not sure* | 49 | 22% | 27 | 27% | 22 | 17%
Total | 225 | 100% | 100 | 100% | 125 | 100%
*Differences between Expansion Wave and other Treatment Waves are statistically significant, p<0.10.
Source: Navigant analysis of 2017 Process Evaluation Survey
DEMO9. Which of the following categories best represents your total annual household income before taxes? Please tell me when I get to your range.
Base: All respondents, treatment n= 225, expansion wave treatment n=100, treatment except expansion n=125
Additional Detail from Customer Engagement Tracker (CET) Survey
Note: Oracle reports combined results from KCP&L GMO and KCP&L MO
Source: KCP&L Opower/Oracle Quarterly Review Meeting, February 12, 2018
Source: KCP&L Opower/Oracle Quarterly Review Meeting, February 12, 2018
Source: KCP&L Opower/Oracle Quarterly Review Meeting, February 12, 2018
Source: KCP&L Opower/Oracle Quarterly Review Meeting, February 12, 2018
Source: KCP&L Opower/Oracle Quarterly Review Meeting, February 12, 2018
Source: KCP&L Opower/Oracle Quarterly Review Meeting, February 12, 2018
Source: KCP&L Opower/Oracle Quarterly Review Meeting, February 12, 2018

## OEA
GMO Evaluation, Measurement, and Verification Report – Appendix Databook
Energy Analyzer: Data Tables | [6 empty] | Energy Analyzer: Figure (below)
Executive Summary
Data is sourced to Navigant analysis unless otherwise noted.
Additional Detail
Energy Analyzer Metrics
Program/Wave | Calendar Year 2017 Actuals | Goal
What Uses Most Completions (Cumulative) | 60429 | 59606
% of My Account Users | 14% | 14%
What Uses Most Completions (2017 - Missouri only) | 14235 | NA
Differences in Use of Energy Analyzer Tool
| All Treatment Customers |  | 2016 Expansion Wave Treatment Customers |  | Treatment Customers EXCEPT 2016 Expansion Wave
| n | % | n | % | n | %
Have used tool | 25 | 11.11% | 9 | 9% | 16 | 12.8%
Have not used tool/Don't know | 200 | 88.89% | 91 | 91% | 109 | 87.2%
Total | 225 | 100% | 100 | 100% | 125 | 100%
Source: Navigant analysis of 2017 Process Evaluation Survey
WE1. Have you ever used the Energy Analyzer tool on Kansas City Power & Light’s website?
Base: All respondents, treatment n= 225, Expansion wave treatment n=100, treatment except expansion n=125
Most Useful Energy Analyzer Pages
All Treatment Customers
| n | %
Breakdown of your energy use compared to your neighbors | 9 | 56.25%
Energy savings tips | 1 | 6.25%
Breakdown of what uses most energy in your home | 6 | 37.5%
Total | 16 | 100%
Source: Navigant analysis of 2017 Process Evaluation Survey
WE2. What page of the Energy Analyzer tool have you found most useful?
Base: Respondents that have have used the Energy Analyzer (WE1=Yes), n=25
Additional Detail from Customer Engagement Tracker (CET) Survey
Note: Oracle reports combined results from KCP&L GMO and KCP&L MO
Source: KCP&L Opower/Oracle Quarterly Review Meeting, February 12, 2018
Source: KCP&L Opower/Oracle Quarterly Review Meeting, February 12, 2018
Source: KCP&L Opower/Oracle Quarterly Review Meeting, February 12, 2018
Source: KCP&L Opower/Oracle Quarterly Review Meeting, February 12, 2018
Source: KCP&L Opower/Oracle Quarterly Review Meeting, February 12, 2018
Source: KCP&L Opower/Oracle Quarterly Review Meeting, February 12, 2018
The Online Energy Analyzer program did not report any savings in PY 2.

## Res Programmable Thermostat
GMO Evaluation, Measurement, and Verification Report – Appendix Databook
Residential Programmable Thermostat: Data Tables | [6 empty] | Residential Programmable Thermostat: Figures
Executive Summary
Data is sourced to Navigant analysis unless otherwise noted.
Program Savings Summary - PY 2017 | [6 empty] | Energy at the Customer Meter: Program Savings Summary
| Gross |  |  | Net
| Reported Savings | Verified Savings | Realization Rate | MEEIA 3-Year Target | Verified Savings | % of MEEIA Target Achieved
Energy at Customer Meter (kWh) | 5656266 | 3193544 | 56.46% | 6144138 | 3193544 | 51.98%
Coinc Demand at Customer Meter (kW) | 15441.3 | 15608.6 | 101.1% | 16756.74 | 15608.6 | 93.15%
Source: Program Tracking Database and Navigant analysis
Program Savings Summary - Program to Date | [6 empty] | Energy at the Customer Meter: Program Savings Summary
| Gross |  |  | Net
| Reported Savings | Verified Savings | Realization Rate | MEEIA 3-Year Target | Verified Savings | % of MEEIA Target Achieved
Energy at Customer Meter (kWh) | 7836444 | 5090402 | 64.96% | 6144138 | 5090402 | 82.85%
Coinc Demand at Customer Meter (kW) | 15441.3 | 20584.2 | 133.3% | 16756.74 | 20584.2 | 122.8%
Source: Program Tracking Database and Navigant analysis
Net to Gross Component Summary
Free Ridership | Participant Spillover | Non-Participant Spillover | NTGR |  |  |  | Coincident Demand at the Customer Meter: Program Savings Summary
Programmable Thermostat's analysis is inherently net |  |  | 100%
Additional Detail
Energy Savings Participant Type | Direct Install Thermostat | Do It Yourself Installations | Bring Your Own Thermostat | Per-Unit Energy Savings (kWh) | Verified Energy at Customer Meter (kWh)
Thermostat Participant | 1875 | 9829 | 0 | 197 | 2305688
Thermostat Participant + Seasonal Savings | 636 | 2156 | 0 | 318 | 887856
Total | 2511 | 11985 | 0 | - | 3193544
Note: BYOD thermostats not included in energy savings calculations. DIY - include Work Order Date within PY2. DI - include Completion Dates within PY2.
Source: Program Tracking Database and Navigant analysis
Rush Hour Rewards Participant | Direct Install Thermostat | Do It Yourself Installations | Bring Your Own Thermostat | Per-Unit Demand Savings (kW) | Verified Demand at Customer Meter (kW)
PY2017 Participating Thermostats | 1929 | 9207 | 13 | 1.4 | 15608.6
PY2016 Participating Thermostats | 780 | 2763 | 11 | 1.4 | 4975.6
Cycle 2 Program-to-Date | 2709 | 11970 | 24 | 1.4 | 20584.2
Note: BYOD, DIY, DI - include Completion Dates within PY2.
Source: Program Tracking Database and Navigant analysis
Event Descriptions
Event | Start Time | End Time | Event Length
2017-07-12 | 14:00 | 137:00 | 3
2017-07-20 | 14:00 | 136:00 | 2
2017-07-21 | 16:00 | 138:00 | 2
Source: Program Tracking Database and Navigant analysis
Monthly Energy Savings
Month | 90% CI Lower Bound | Per-Unit Energy Savings (kWh) | 90% CI Upper Bound
Jan | 5.4 | -43.4 | -92.2
Feb | 11.1 | -44.7 | -100.5
Mar | 12.3 | -20 | -52.3
Apr | 22.9 | -9.8 | -42.4
May | 18.2 | -1.3 | -20.7
Jun | -1.2 | -7 | -12.8
Jul | -6.8 | -13.3 | -19.9
Aug | -22.5 | -29.8 | -37.1
Sep | -2.6 | -4.7 | -6.9
Oct | -6 | -11.7 | -17.4
Nov | 11.3 | 3 | -5.2
Dec | -2.6 | -13.9 | -25.2
Total | 39.5 | -196.5 | -432.6
Source: Program Tracking Database and Navigant analysis
Survey Findings
On a scale of 1 (being very dissatisfied) and 5 (being very satisfied), how would you rate…
| Very satisfied (5) | 4 | 3 | 2 | Very dissatisfied (1) | Don't know
Overall experience with Seasonal Savings program | 35.62% | 27.4% | 21.92% | 6.849% | 2.74% | 5.479%
Energy savings you achieved in Seasonal Savings program | 27.4% | 24.66% | 26.03% | 9.589% | 4.11% | 8.219%
Overall experience with Rush Hour Rewards program | 46.52% | 28.88% | 13.9% | 4.278% | 1.604% | 4.813%
Length of Rush Hour Rewards events | 37.97% | 29.41% | 16.58% | 5.348% | 1.604% | 9.091%
Number of Rush Hour Rewards events this summer | 40.11% | 28.34% | 18.18% | 3.209% | 1.604% | 8.556%
Rush Hour Rewards event notifications | 41.71% | 27.27% | 18.72% | 4.813% | 2.674% | 4.813%
Your comfort level on hot summer days | 32.98% | 47.87% | 13.3% | 4.255% | 1.064% | 0.5319%
The Nest thermostat itself | 72.34% | 19.68% | 5.319% | 0.5319% | 2.128% | 0%
The Nest thermostat installation process | 68.09% | 18.09% | 7.447% | 3.191% | 2.128% | 1.064%
Receiving your Nest thermostat for free | 92.02% | 3.191% | 2.66% | 0% | 1.596% | 0.5319%
Program enrollment process | 69.68% | 20.74% | 7.979% | 0.5319% | 1.064% | 0%
How did you become aware of the Rush Hour Rewards event occurring on [Field-Date]?
| Wednesday, July 12th N= 368 | Thursday, July 20th N = 120 | Friday, July 21st N = 140
I saw the notification on the Nest Thermostat | 64.95% | 52.5% | 67.86%
I received an email | 25.54% | 21.67% | 17.14%
I received a text | 16.3% | 20% | 17.86%
I assumed it was an event because it was hot | 11.68% | 15% | 13.57%
Other (please describe) | 18.21% | 10.83% | 12.14%
Someone else in my home/business told me | 6.793% | 4.167% | 1.429%
I checked the KCP&L website | 0.5435% | 0.8333% | 1.429%
Don't know | 0.2717% | 0% | 0%
At any point before or during the hours of [Field-Event_Starttime] and [Field-Event_Endtime] on [Field-Date], did you or any other member of your [Field-HouseholdBusiness] adjust your thermostat? Please select all that apply.
| Wednesday, July 12th, n = 390 | Thursday, July 20th, n = 115 | Friday, July 21st, n = 161
Yes, adjusted thermostat before event | 8.974% | 10.43% | 13.04%
Yes, adjusted thermostat during the event hours | 15.64% | 10.43% | 20.5%
No | 63.33% | 70.43% | 55.9%
Don't Know | 12.05% | 8.696% | 10.56%

## Bus Programmable Thermostat
GMO Evaluation, Measurement, and Verification Report – Appendix Databook
Business Programmable Thermostat: Data Tables | [6 empty] | Bus Programmable Thermostat: Figures
Executive Summary
Energy at the Customer Meter: Program Savings Summary
Data is sourced to Navigant analysis unless otherwise noted.
Program Savings Summary - PY 2017
| Gross |  |  | Net
| Reported Savings | Verified Savings | Realization Rate | MEEIA 3-Year Target | Verified Savings | % of MEEIA Target Achieved
Energy at Customer Meter (kWh) | 143220 | 73990 | 51.66% | 79002 | 73990 | 93.66%
Coinc Demand at Customer Meter (kW) | 393.12 | 463.4 | 117.9% | 215.46 | 463.4 | 215.1%
Source: Program Tracking Database and Navigant analysis
Program Savings Summary - Program to Date
| Gross |  |  | Net
| Reported Savings | Verified Savings | Realization Rate | MEEIA 3-Year Target | Verified Savings | % of MEEIA Target Achieved
Energy at Customer Meter (kWh) | 170016 | 98077 | 57.69% | 79002 | 98077 | 124.1%
Coinc Demand at Customer Meter (kW) | 466.2 | 533.4 | 114.4% | 215.46 | 533.4 | 247.6%
Source: Program Tracking Database and Navigant analysis
Coincident Demand at the Customer Meter: Program Savings Summary
Net to Gross Component Summary
Free Ridership | Participant Spillover | Non-Participant Spillover | NTGR
Programmable Thermostat's analysis is inherently net |  |  | 100%
Additional Detail
Energy Savings Participant Type | Direct Install Thermostat | Do It Yourself Installations | Bring Your Own Thermostat | Per-Unit Energy Savings (kWh) | Verified Energy at Customer Meter (kWh)
Thermostat Participant | 315 | 17 | 0 | 197 | 65404
Thermostat Participant + Seasonal Savings | 27 | 0 | 0 | 318 | 8586
Total | 342 | 17 | 0 | - | 73990
Note: BYOD thermostats not included in energy savings calculations. DIY - include Work Order Date within PY2. DI - include Completion Dates within PY2.
Source: Program Tracking Database and Navigant analysis
Rush Hour Rewards Participant | Direct Install Thermostat | Do It Yourself Installations | Bring Your Own Thermostat | Per-Unit Demand Savings (kW) | Verified Demand at Customer Meter (kW)
PY2017 Participating Thermostats | 315 | 14 | 2 | 1.4 | 463.4
PY2016 Participating Thermostats | 50 | 0 | 0 | 1.4 | 70
Cycle 2 Program-to-Date | 365 | 14 | 2 | 1.4 | 533.4
Note: BYOD, DIY, DI - include Completion Dates within PY2.
Source: Program Tracking Database and Navigant analysis
Event Descriptions
Event | Start Time | End Time | Event Length
2017-07-12 | 14:00 | 137:00 | 3
2017-07-20 | 14:00 | 136:00 | 2
2017-07-21 | 16:00 | 138:00 | 2
Source: Program Tracking Database and Navigant analysis
Survey Findings
On a scale of 1 (being very dissatisfied) and 5 (being very satisfied), how would you rate…
| Very satisfied (5) | 4 | 3 | 2 | Very dissatisfied (1) | Don't know
Overall experience with Seasonal Savings program | 35.62% | 27.4% | 21.92% | 6.849% | 2.74% | 5.479%
Energy savings you achieved in Seasonal Savings program | 27.4% | 24.66% | 26.03% | 9.589% | 4.11% | 8.219%
Overall experience with Rush Hour Rewards program | 46.52% | 28.88% | 13.9% | 4.278% | 1.604% | 4.813%
Length of Rush Hour Rewards events | 37.97% | 29.41% | 16.58% | 5.348% | 1.604% | 9.091%
Number of Rush Hour Rewards events this summer | 40.11% | 28.34% | 18.18% | 3.209% | 1.604% | 8.556%
Rush Hour Rewards event notifications | 41.71% | 27.27% | 18.72% | 4.813% | 2.674% | 4.813%
Your comfort level on hot summer days | 32.98% | 47.87% | 13.3% | 4.255% | 1.064% | 0.5319%
The Nest thermostat itself | 72.34% | 19.68% | 5.319% | 0.5319% | 2.128% | 0%
The Nest thermostat installation process | 68.09% | 18.09% | 7.447% | 3.191% | 2.128% | 1.064%
Receiving your Nest thermostat for free | 92.02% | 3.191% | 2.66% | 0% | 1.596% | 0.5319%
Program enrollment process | 69.68% | 20.74% | 7.979% | 0.5319% | 1.064% | 0%
How did you become aware of the Rush Hour Rewards event occurring on [Field-Date]?
| Wednesday, July 12th N= 368 | Thursday, July 20th N = 120 | Friday, July 21st N = 140
I saw the notification on the Nest Thermostat | 64.95% | 52.5% | 67.86%
I received an email | 25.54% | 21.67% | 17.14%
I received a text | 16.3% | 20% | 17.86%
I assumed it was an event because it was hot | 11.68% | 15% | 13.57%
Other (please describe) | 18.21% | 10.83% | 12.14%
Someone else in my home/business told me | 6.793% | 4.167% | 1.429%
I checked the KCP&L website | 0.5435% | 0.8333% | 1.429%
Don't know | 0.2717% | 0% | 0%
At any point before or during the hours of [Field-Event_Starttime] and [Field-Event_Endtime] on [Field-Date], did you or any other member of your [Field-HouseholdBusiness] adjust your thermostat? Please select all that apply.
| Wednesday, July 12th, n = 390 | Thursday, July 20th, n = 115 | Friday, July 21st, n = 161
Yes, adjusted thermostat before event | 8.974% | 10.43% | 13.04%
Yes, adjusted thermostat during the event hours | 15.64% | 10.43% | 20.5%
No | 63.33% | 70.43% | 55.9%
Don't Know | 12.05% | 8.696% | 10.56%

## Demand Response Incentive
GMO Evaluation, Measurement, and Verification Report – Appendix Databook
Demand Response Incentive: Data Tables | [6 empty] | Demand Response Incentive: Figures
Executive Summary | [6 empty] | Coincident Demand at the Customer Meter: Program Savings Summary
Data is sourced to Navigant analysis unless otherwise noted.
Program Savings Summary - PY 2017
| Gross |  |  | Net
| Reported Savings | Verified Savings | Realization Rate | MEEIA 3-Year Target | Verified Savings | % of MEEIA Target Achieved
Energy at Customer Meter (kWh) | N/A | N/A | N/A | N/A | N/A | N/A
Coinc Demand at Customer Meter (kW) | 37697.4 | 19522.4037 | 51.79% | 55000 | 19522.4037 | 35.5%
Source: Program Tracking Database and Navigant analysis
Footnote: The total reported demand savings does not include 3 customers who account for 390 kWh because the Navigant team did not have sufficient data to calculate impact for these customers.
Program Savings Summary by MEEIA Rider
| Gross |  |  | Net
| Reported Savings | Verified Savings | Realization Rate | MEEIA 3-Year Target | Verified Savings | % of MEEIA Target Achieved
MEEIA Participant Demand Savings (kW) | 36397.4 | 18588.4037 | 51.07% | - | - | -
Opt-Out Demand Savings (kW) | 1300 | 934 | 71.85%
Total Demand Savings (kW) | 37697.4 | 19522.4037 | 51.79% | 55000 | 19522.4037 | 35.5%
Source: Program Tracking Database and Navigant analysis
Footnote: The total reported demand savings does not include 3 customers who account for 390 kWh because the Navigant team did not have sufficient data to calculate impact for these customers.
Net to Gross Component Summary
Free Ridership | Participant Spillover | Non-Participant Spillover | NTGR
DRI's analysis is inherently net |  |  | 100%
Additional Detail
Event Descriptions
Event | Start Time | End Time | Event Length (Hours) | Average Temperature | Demand (kW) Impact By Event
July 12th | 14:00 | 18:00 | 4 | 93 | 19173.84
July 21st | 14:00 | 18:00 | 4 | 97 | 18801.6505
Average |  |  |  |  | 18987.7452
Source: Program Tracking Database and Navigant analysis