## PY2 Res & DR
Evergy Evaluation, Measurement, and Verification Report – Appendix O: Databook
Overall Portfolio: Data Tables
Energy Savings at the Customer Meter – PY2
Sector | Program | Gross |  |  | Net
|  | Reported Savings (kWh) | Verified Savings (kWh) | Realization Rate (%) | MEEIA3 PY2 Target (kWh) | Verified Savings (kWh) | % of MEEIA3 PY2 Target Achieved
Residential EE Programs | Heating, Cooling and Home Comfort | 10591013 | 9699732 | 91.58% | 12582480 | 7412935 | 58.91%
| Energy Saving Products | 55384812 | 52855535 | 95.43% | 20139568 | 33054253 | 164.1%
| Income-Eligible Multi-Family | 2449466 | 2278225 | 93.01% | 2342925 | 2278225 | 97.24%
| Residential EE Programs Subtotal | 68425291 | 64833492 | 94.75% | 35064973 | 42745413 | 121.9%
Educational Programs | Home Energy Report | 40958652 | 37828015 | 92.36% | 29934375 | 37828015 | 126.4%
| Income-Eligible Home Energy Report | 496111 | 1481796 | 298.7% | 2928146 | 1481796 | 50.61%
| Online Home Energy Audit | Online Energy Audit programs are not part of MEEIA targets for energy savings or demand reductions.
| Educational Programs Subtotal | 41454763 | 39309811 | 94.83% | 32862521 | 39309811 | 119.6%
Pilot Programs | Pay As You Save | 17199 | 17199 | 100% | 311709 | 17199 | 5.518%
| Energy-Saving Trees | 186388 | 178419 | 95.72% | 3616465 | 178419 | 20.3%
| Quality Install | 5398.5 | 5268.18 | 97.59% |  | 5268.18
| Energy-Efficiency Non-Profit | 550400 | 550400 | 100% |  | 550400
| Pilot Programs Subtotal | 759385.5 | 751286.18 | 98.93% | 3928174 | 751286.18 | 19.13%
DR Programs | Business Demand Response | The Business Demand Response Program did not claim any energy savings.
| Residential Demand Response | 1875637 | 1763715 | 94.03% | 2731904 | 1763715 | 64.56%
| Business Smart Thermostat | 42355 | 83517 | 197.2% | 115048 | 83517 | 72.59%
| DR Programs Subtotal | 1917992 | 1847232 | 96.31% | 2846952 | 1847232 | 64.88%
Portfolio Total (Without Pilot Programs) |  | 111798046 | 105990535 | 94.81% | 70774446 | 83902456 | 118.5%
Portfolio Total |  | 112557431.5 | 106741821.18 | 94.83% | 74702620 | 84653742.18 | 113.3%
Peak Demand Reduction at the Customer Meter – PY2
Sector | Program | Gross |  |  | Net
|  | Reported Demand Reducation (kW) | Verified Demand Reduction (kW) | Realization Rate (%) | MEEIA3 PY2 Target (kW) | Verified Demand Reduction (kW) | % of MEEIA3 PY2 Target Achieved
Residential EE Programs | Heating, Cooling and Home Comfort | 7022.35 | 6833.51 | 97.31% | 5617.19 | 4915.19 | 87.5%
| Energy Saving Products | 7132.64 | 6736.33 | 94.44% | 1480.66 | 4210.14 | 284.3%
| Income-Eligible Multi-Family | 374.62 | 307.14 | 81.99% | 450.37 | 307.14 | 68.2%
| Residential EE Programs Subtotal | 14529.61 | 13876.98 | 95.51% | 7548.22 | 9432.47 | 125%
Educational Programs | Home Energy Report | 8225.05 | 6355.51 | 77.27% | 3750 | 6355.51 | 169.5%
| Income-Eligible Home Energy Report | 172.13 | 248.96 | 144.6% | 366.02 | 248.96 | 68.02%
| Online Home Energy Audit | Online Energy Audit programs are not part of MEEIA targets for energy savings or demand reductions.
| Educational Programs Subtotal | 8397.18 | 6604.47 | 78.65% | 4116.02 | 6604.47 | 160.5%
Pilot Programs | Pay As You Save | 3.86 | 3.86 | 100% | 35 | 3.86 | 11.03%
| Energy-Saving Trees | The Energy-Saving Trees Program did not claim any demand reductions.
| Quality Install | 6.2 | 5.75 | 92.74% | 554.5 | 5.75 | 20.9%
| Energy-Efficiency Non-Profit | 110.16 | 110.16 | 100% |  | 110.16
| Pilot Programs Subtotal | 120.22 | 119.77 | 99.63% | 589.5 | 119.77 | 20.32%
DR Programs | Business Demand Response | 73600.6 | 73618.76 | 100% | 67092 | 73618.76 | 109.7%
| Residential Demand Response | 13141.8 | 12468.74 | 94.88% | 20566.32 | 12468.74 | 60.63%
| Business Smart Thermostat | 327.6 | 219.92 | 67.13% | 840.96 | 219.92 | 26.15%
| DR Programs Subtotal | 87070 | 86307.42 | 99.12% | 88499.28 | 86307.42 | 97.52%
Portfolio Total (Without Pilot Programs) |  | 109996.79 | 106788.87 | 97.08% | 100163.52 | 102344.36 | 102.2%
Portfolio Total |  | 110117.01 | 106908.64 | 97.09% | 100753.02 | 102464.13 | 101.7%
NTG Components by Program
Program Name | Free Ridership | Participant Spillover | Non-Participant Spillover | NTGR
Heating, Cooling and Home Comfort | 40% | 2% | 14% | 76%
Energy Saving Products | 43.1% | 7% | 0% | 63%
Income-Eligible Multi-Family | ADM assumed a net-to-gross (NTG) value of 1.0 for the IEMF program
Home Energy Report | Program is designed as a randomized control trial, net-to-gross score of 1.0
Products & Incubator Programs | ADM assumed a net-to-gross (NTG) value of 1.0 for the Pilot programs
Business Demand Response | ADM assumed a net-to-gross (NTG) value of 1.0 for the Demand Response programs
Residential Demand Response
Business Smart Thermostats
*Net to Gross calculations for Energy Saving Products contains an additional 1.6% reduction due to program spillover.
Benefit-Cost Ratios by Program and Cost Test for Missouri Metro and Missouri West Jurisdictions – PY2
Sector | Program | TRC | UCT | RIM | SCT | PCT
EE Programs | Energy Saving Products | 3.31 | 1.94 | 0.36 | 3.63 | 11.21
| Heating, Cooling and Home Comfort | 1.03 | 1.45 | 0.43 | 1.27 | 2.21
| Income-Eligible Multi-Family | 0.46 | 0.47 | 0.27 | 0.53 | 2.98
| Home Energy Report | 1.42 | 1.42 | 0.27 | 1.42 | N/A
| Income-Eligible Home Energy Report | 0.48 | 0.48 | 0.19 | 0.48 | N/A
EE Overall |  | 1.65 | 1.48 | 0.36 | 1.86 | 5.75
DR Programs | Business Demand Response | 2.28 | 1.16 | 1.16 | 2.28 | N/A
| Business Smart Thermostat | 0.98 | 1.09 | 0.8 | 1.14 | 2.51
| Residential Demand Response | 1.39 | 1.47 | 1.05 | 1.61 | 2.79
DR Overall |  | 1.64 | 1.32 | 1.09 | 1.8 | 5.24
Residential and DR Total |  | 1.65 | 1.4 | 0.52 | 1.83 | 5.69
Benefit-Cost Ratios by Program Groups and Cost Test – PY2
Jurisdiction | Incentives | All Other Costs | Total TRC Costs | Total TRC Benefits | TRC Score
MO West | 4177460 | 7166415 | 10558968 | 17477616 | 1.66
MO Metro | 2578461 | 5526377 | 7714761 | 12644576 | 1.64
Total | 6755920 | 12692792 | 18273729 | 30122192 | 1.65
* Portfolio costs and benefits reported in this table do not include costs or benefits from Products & Services Incubator programs.
Overall Program Satisfaction Reported by Program Participants
Program Name | Overall Program Satisfaction
Heating, Cooling and Home Comfort | 97%
Income-Eligible Multi-Family | 90%
Home Energy Report | 75%
Online Home Energy Audit | 77%
Business Demand Response | 65%
Residential Demand Response | 67%
Business Smart Thermostats | 75%
Pay As You Save | 79%
Energy-Saving Trees | 81%
Energy Efficiency Nonprofits | 100%
This chart isn't available in your version of Excel. Editing this shape or saving this workbook into a different file format will permanently break the chart.

## PY2 Missiouri West
Evergy Evaluation, Measurement, and Verification Report – Appendix O: Databook
Missouri West: Data Tables
Energy Savings at the Customer Meter – PY2
Sector | Program | Gross |  |  | Net
|  | Reported Savings (kWh) | Verified Savings (kWh) | Realization Rate (%) | MEEIA3 PY2 Target (kWh) | Verified Savings (kWh) | % of MEEIA3 PY2 Target Achieved
Residential EE Programs | Heating, Cooling and Home Comfort | 6796548 | 6140260 | 90.34% | 7767639.808 | 4612617 | 59.38%
| Energy Saving Products | 30519963 | 29168216 | 95.57% | 10416978.3413 | 18743260 | 179.9%
| Income-Eligible Multi-Family | 1429036 | 1316934 | 92.16% | 1181931.1028 | 1316934 | 111.4%
| Residential EE Programs Subtotal | 38745547 | 36625410 | 94.53% | 19366549.2521 | 24672811 | 127.4%
Educational Programs | Home Energy Report | 23194337 | 22654916 | 97.67% | 20355375 | 22654916 | 111.3%
| Income-Eligible Home Energy Report | The Income-Eligible Home Energy Report Program did not claim any energy savings.
| Online Home Energy Audit | Online Energy Audit programs are not part of MEEIA targets for energy savings or demand reductions.
| Educational Programs Subtotal | 23194337 | 22654916 | 97.67% | 20355375 | 22654916 | 111.3%
Pilot Programs | Pay As You Save | 7179 | 7179 | 100% | 155855 | 7179 | 4.606%
| Energy-Saving Trees | The Energy-Saving Trees Program did not claim any energy savings.
| Quality Install | 1952 | 1723.61 | 88.3% | 1860664.8 | 1723.61 | 17.82%
| Energy-Efficiency Non-Profit | 329824 | 329824 | 100% |  | 329824
| Pilot Programs Subtotal | 338955 | 338726.61 | 99.93% | 2016519.8 | 338726.61 | 16.8%
DR Programs | Business Demand Response | The Business Demand Response Program did not claim any energy savings.
| Residential Demand Response | 944615 | 888248 | 94.03% | 1402387.5 | 888248 | 63.34%
| Business Smart Thermostat | 23049 | 45449 | 197.2% | 56736 | 45449 | 80.11%
| DR Programs Subtotal | 967664 | 933697 | 96.49% | 1459123.5 | 933697 | 63.99%
MO West Total (Without Pilot Programs) |  | 62907548 | 60214023 | 95.72% | 41181047.7521 | 48261424 | 117.2%
MO West Total |  | 63246503 | 60552749.61 | 95.74% | 43197567.5521 | 48600150.61 | 112.5%
Peak Demand Reduction at the Customer Meter – PY2
Sector | Program | Gross |  |  | Net
|  | Reported Demand Reduction (kW) | Verified Demand Reduction (kW) | Realization Rate (%) | MEEIA3 PY2 Target (kW) | Verified Demand Reduction (kW) | % of MEEIA3 PY2 Target Achieved
Residential EE Programs | Heating, Cooling and Home Comfort | 4361.07 | 4193.47 | 96.16% | 3392.1894 | 3000.57 | 88.46%
| Energy Saving Products | 3928.17 | 3690.37 | 93.95% | 755.845 | 2371.64 | 313.8%
| Income-Eligible Multi-Family | 251.68 | 194.51 | 77.28% | 222.8247 | 194.51 | 87.29%
| Residential EE Programs Subtotal | 8540.92 | 8078.35 | 94.58% | 4370.8592 | 5566.72 | 127.4%
Educational Programs | Home Energy Report | 4302.65 | 3806.27 | 88.46% | 2550 | 3806.27 | 149.3%
| Income-Eligible Home Energy Report | The Income-Eligible Home Energy Report Program did not claim any demand reductions
| Online Home Energy Audit | Online Energy Audit programs are not part of MEEIA targets for energy savings or demand reductions.
| Educational Programs Subtotal | 4302.65 | 3806.27 | 88.46% | 2550 | 3806.27 | 149.3%
Pilot Programs | Pay As You Save | 2.31 | 2.31 | 100% | 17.5 | 2.31 | 13.2%
| Energy-Saving Trees | The Energy-Saving Trees Program did not claim any demand reductions.
| Quality Install | 2.24 | 1.79 | 79.91% | 290.7 | 1.79 | 21.64%
| Energy-Efficiency Non-Profit | 61.11 | 61.11 | 100% |  | 61.11
| Pilot Programs Subtotal | 65.66 | 65.21 | 99.31% | 308.2 | 65.21 | 21.16%
DR Programs | Business Demand Response | 50387.5 | 51094.86 | 101.4% | 52092.3 | 51094.86 | 98.09%
| Residential Demand Response | 6717.2 | 6489.81 | 96.61% | 10609.2 | 6489.81 | 61.17%
| Business Smart Thermostat | 166.6 | 92.81 | 55.71% | 414.72 | 92.81 | 22.38%
| DR Programs Subtotal | 57271.3 | 57677.48 | 100.7% | 63116.22 | 57677.48 | 91.38%
MO West Total (Without Pilot Programs) |  | 70114.87 | 69562.1 | 99.21% | 70037.0792 | 67050.47 | 95.74%
MO West Total |  | 70180.53 | 69627.31 | 99.21% | 70345.2792 | 67115.68 | 95.41%
NTG Components by Program
Program Name | Free Ridership | Participant Spillover | Non-Participant Spillover | NTGR
Heating, Cooling and Home Comfort | 41% | 2% | 14% | 75%
Energy Saving Products | 43.3% | 7% | 0% | 64.3%
Income-Eligible Multifamily | ADM assumed a net-to-gross (NTG) value of 1.0 for the IEMF program
Home Energy Report | Program is designed as a randomized control trial, net-to-gross score of 1.0
Products & Incubator Programs | ADM assumed a net-to-gross (NTG) value of 1.0 for the Pilot programs
Business Demand Response | ADM assumed a net-to-gross (NTG) value of 1.0 for the Demand Response programs
Residential Demand Response
Business Smart Thermostats
*Net to Gross calculations for Energy Saving Products contains an additional 1.6% reduction due to program spillover.
Benefit-Cost Ratios by Program and Cost Test for Missouri West Jurisdiction – PY2
Sector | Program | TRC | UCT | RIM | SCT | PCT
EE Programs | Energy Saving Products | 3.11 | 1.85 | 0.35 | 3.4 | 11.27
| Heating, Cooling and Home Comfort | 1.02 | 1.47 | 0.45 | 1.26 | 2.02
| Income-Eligible Multi-Family | 0.45 | 0.5 | 0.28 | 0.51 | 2.49
| Home Energy Report | 1.35 | 1.35 | 0.29 | 1.35 | N/A
EE Overall |  | 1.6 | 1.47 | 0.37 | 1.8 | 5.27
DR Programs | Business Demand Response | 2.45 | 1.21 | 1.21 | 2.45 | N/A
| Business Smart Thermostat | 0.85 | 0.95 | 0.68 | 0.99 | 2.6
| Residential Demand Response | 1.39 | 1.45 | 1.08 | 1.61 | 2.6
DR Overall |  | 1.75 | 1.32 | 1.14 | 1.89 | 5.91
Residential and DR Total |  | 1.66 | 1.4 | 0.53 | 1.83 | 5.33
This chart isn't available in your version of Excel. Editing this shape or saving this workbook into a different file format will permanently break the chart.
This chart isn't available in your version of Excel. Editing this shape or saving this workbook into a different file format will permanently break the chart.

## PY2 Missouri Metro
Evergy Evaluation, Measurement, and Verification Report – Appendix O: Databook
Evergy Metro: Data Tables
Energy Savings at the Customer Meter – PY2
Sector | Program | Gross |  |  | Net
|  | Reported Savings (kWh) | Verified Savings (kWh) | Realization Rate (%) | MEEIA3 PY2 Target (kWh) | Verified Savings (kWh) | % of MEEIA PY2 Target Achieved
Residential EE Programs | Heating, Cooling and Home Comfort | 3794464 | 3559472 | 93.81% | 4814840.6529 | 2800318 | 58.16%
| Energy Saving Products | 24864849 | 23687319 | 95.26% | 9722589.9259 | 14310993 | 147.2%
| Income-Eligible Multi-Family | 1020431 | 961292 | 94.2% | 1160993.9528 | 961292 | 82.8%
| Residential EE Programs Subtotal | 29679744 | 28208083 | 95.04% | 15698424.5316 | 18072603 | 115.1%
Educational Programs | Home Energy Report | 17764315 | 15173099 | 85.41% | 9579000 | 15173099 | 158.4%
| Income-Eligible Home Energy Report | 496111 | 1481796 | 298.7% | 2928146.4 | 1481796 | 50.61%
| Online Home Energy Audit | Online Energy Audit programs are not part of MEEIA targets for energy savings or demand reductions.
| Educational Programs Subtotal | 18260426 | 16654895 | 91.21% | 12507146.4 | 16654895 | 133.2%
Pilot Programs | Pay As You Save | 10020 | 10020 | 100% | 155855 | 10020 | 6.429%
| Energy-Saving Trees | 186388 | 178419 | 95.72% | 1755799.7 | 178419 | 22.93%
| Quality Install | 3446.5 | 3544.57 | 102.8% |  | 3544.57
| Energy-Efficiency Non-Profit | 220576 | 220576 | 100% |  | 220576
| Pilot Programs Subtotal | 420430.5 | 412559.57 | 98.13% | 1911654.7 | 412559.57 | 21.58%
DR Programs | Business Demand Response | The Business Demand Response Program did not claim any energy savings.
| Residential Demand Response | 931022 | 875466 | 94.03% | 1329516 | 875466 | 65.85%
| Business Smart Thermostat | 19306 | 38068 | 197.2% | 58312 | 38068 | 65.28%
| DR Programs Subtotal | 950328 | 913534 | 96.13% | 1387828 | 913534 | 65.82% | 78.06%
MO Metro Total (Without Pilot Programs) |  | 48890498 | 45776512 | 93.63% | 29593398.9316 | 35641032 | 120.4%
MO Metro Total |  | 49310928.5 | 46189071.57 | 93.67% | 31505053.6316 | 36053591.57 | 114.4%
Peak Demand Reduction at the Customer Meter – PY2
Sector | Program | Gross |  |  | Net
|  | Reported Demand Reduction (kW) | Verified Demand Reduction (kW) | Realization Rate (%) | MEEIA PY2 Target (kW) | Verified Demand Reduction (kW) | % of MEEIA PY2 Target Achieved
Residential EE Programs | Heating, Cooling and Home Comfort | 2661.28 | 2640.05 | 99.2% | 2225.0042 | 1914.62 | 86.05%
| Energy Saving Products | 3204.47 | 3045.96 | 95.05% | 724.8112 | 1838.5 | 253.7%
| Income-Eligible Multi-Family | 122.93 | 112.63 | 91.62% | 227.5497 | 112.63 | 49.5%
| Residential EE Programs Subtotal | 5988.68 | 5798.64 | 96.83% | 3177.3652 | 3865.75 | 121.7%
Educational Programs | Home Energy Report | 3922.4 | 2549.24 | 64.99% | 1200 | 2549.24 | 212.4%
| Income-Eligible Home Energy Report | 172.13 | 248.96 | 144.6% | 366.0183 | 248.96 | 68.02%
| Online Home Energy Audit | Online Energy Audit programs are not part of MEEIA targets for energy savings or demand reductions.
| Educational Programs Subtotal | 4094.53 | 2798.2 | 68.34% | 1566.0183 | 2798.2 | 178.7%
Pilot Programs | Pay As You Save | 1.56 | 1.56 | 100% | 17.5 | 1.56 | 8.914%
| Energy-Saving Trees | The Energy-Saving Trees Program did not claim any demand reductions.
| Quality Install | 3.96 | 3.96 | 100% | 263.8 | 3.96 | 20.09%
| Energy-Efficiency Non-Profit | 49.05 | 49.05 | 100% |  | 49.05
| Pilot Programs Subtotal | 54.57 | 54.57 | 100% | 281.3 | 54.57 | 19.4%
DR Programs | Business Demand Response | 23213.1 | 22523.9 | 97.03% | 15000 | 22523.9 | 150.2%
| Residential Demand Response | 6424.6 | 5978.93 | 93.06% | 9957.12 | 5978.93 | 60.05%
| Business Smart Thermostat | 161 | 127.11 | 78.95% | 426.24 | 127.11 | 29.82%
| DR Programs Subtotal | 29798.7 | 28629.94 | 96.08% | 25383.36 | 28629.94 | 112.8%
MO Metro Total (Without Pilot Programs) |  | 39881.91 | 37226.78 | 93.34% | 30126.7435 | 35293.89 | 117.2%
MO Metro Total |  | 39936.48 | 37281.35 | 93.35% | 30408.0435 | 35348.46 | 116.2%
NTG Components by Program PY2
Program Name* | Free Ridership | Participant Spillover | Non-Participant Spillover | NTGR
Heating, Cooling and Home Comfort | 37% | 2% | 14% | 79%
Energy Saving Products | 46.3% | 7% | 0% | 60.4%
Income-Eligible Multi-Family | ADM assumed a net-to-gross (NTG) value of 1.0 for the IEMF program
Home Energy Report | Program is designed as a randomized control trial, net-to-gross score of 1.0
Products & Incubator Programs | ADM assumed a net-to-gross (NTG) value of 1.0 for the Pilot programs
Business Demand Response | ADM assumed a net-to-gross (NTG) value of 1.0 for the Demand Response programs
Residential Demand Response
Business Smart Thermostats
*Net to Gross calculations for Energy Saving Products contains an additional 1.6% reduction due to program spillover.
Benefit-Cost Ratios by Program and Cost Test – PY2
Sector | Program | TRC | UCT | RIM | SCT | PCT
EE Programs | Energy Saving Products | 3.62 | 2.06 | 0.37 | 3.96 | 11.12
| Heating, Cooling and Home Comfort | 1.04 | 1.4 | 0.4 | 1.28 | 2.53
| Income-Eligible Multi-Family | 0.47 | 0.43 | 0.26 | 0.54 | 4.16
| Home Energy Report | 1.54 | 1.54 | 0.25 | 1.54 | N/A
| Income-Eligible Home Energy Report | 0.48 | 0.48 | 0.19 | 0.48 | N/A
EE Overall |  | 1.73 | 1.49 | 0.35 | 1.94 | 6.52
DR Programs | Business Demand Response | 1.97 | 1.07 | 1.07 | 1.97 | N/A
| Business Smart Thermostat | 1.12 | 1.24 | 0.94 | 1.3 | 2.41
| Residential Demand Response | 1.39 | 1.49 | 1.02 | 1.61 | 2.99
DR Overall |  | 1.52 | 1.32 | 1.03 | 1.69 | 4.55
Residential and DR Total |  | 1.64 | 1.41 | 0.5 | 1.83 | 6.23
This chart isn't available in your version of Excel. Editing this shape or saving this workbook into a different file format will permanently break the chart.

## PY1 and PY2 Combined
Evergy Evaluation, Measurement, and Verification Report – Appendix O: Databook
PY1 and PY2 Overall Portfolio, Missouri West, and Evergy Metro: Data Tables
Overall Portfolio: Data Tables
Overall Portfolio: Data Tables
Energy Savings at the Customer Meter – PY2
Sector | Program | Gross | [5 empty] | Net
|  | PY1 Reported Savings (kWh) | PY2 Reported Savings (kWh) | PY1 Verified Savings (kWh) | PY2 Verified Savings (kWh) | PY1 Realization Rate (%) | PY2 Realization Rate (%) | MEEIA3 PY1 Target (kWh) | MEEIA3 PY2 Target (kWh) | PY1 Verified Savings (kWh) | PY2 Verified Savings (kWh) | % of MEEIA3 PY1 Target Achieved | % of MEEIA3 PY2 Target Achieved
Residential EE Programs | Heating, Cooling and Home Comfort | 9559135 | 10591013 | 9133038 | 9699732 | 95.54% | 91.58% | 10582900 | 12582480 | 6786008 | 7412935 | 64.12% | 58.91%
| Energy Saving Products | 43444909 | 55384812 | 52012140 | 52855535 | 119.7% | 95.43% | 25191811 | 20139568 | 30573235 | 33054253 | 121.4% | 164.1%
| Income-Eligible Multi-Family | 1595087.4043 | 2449466 | 1599653.1737 | 2278225 | 100.3% | 93.01% | 2756956 | 2342925 | 1599653.1737 | 2278225 | 58.02% | 97.24%
| Residential EE Programs Subtotal | 54599131.4043 | 68425291 | 62744831.1737 | 64833492 | 114.9% | 94.75% | 38531667 | 35064973 | 38958896.1737 | 42745413 | 101.1% | 121.9%
Educational Programs | Home Energy Report | 34352064 | 40958652 | 39330143 | 37828015 | 114.5% | 92.36% | 29934000 | 29934375 | 39330143 | 37828015 | 131.4% | 126.4%
| Income-Eligible Home Energy Report | 374416 | 496111 | 942567 | 1481796 | 251.7% | 298.7% | 2928146 | 2928146 | 942567 | 1481796 | 32.19% | 50.61%
| Online Home Energy Audit | Online Energy Audit programs are not part of MEEIA targets for energy savings or demand reductions.
| Educational Programs Subtotal | 34726480 | 41454763 | 40272710 | 39309811 | 116% | 94.83% | 32862146 | 32862521 | 40272710 | 39309811 | 122.6% | 119.6%
Pilot Programs | Pay As You Save | - | 17199 | - | 17199 | - | 100% | - | 311709 | - | 17199 | - | 5.518%
| Energy-Saving Trees | - | 186388 | - | 178419 | - | 95.72% | - | 3616465 | - | 178419 | - | 20.3%
| Quality Install | - | 5398.5 | - | 5268.18 | - | 97.59% | - |  | - | 5268.18 | -
| Energy-Efficiency Non-Profit | - | 550400 | - | 550400 | - | 100% | - |  | - | 550400 | -
| Pilot Programs Subtotal | - | 759385.5 | - | 751286.18 | - | 98.93% | - | 3928174 | - | 751286.18 | - | 19.13%
DR Programs | Business Demand Response | The Business Demand Response Program did not claim any energy savings.
| Residential Demand Response | 964709 | 1875637 | 964709 | 1763715 | 100% | 94.03% | 2392048 | 2731904 | 964709 | 1763715 | 40.33% | 64.56%
| Business Smart Thermostat | 19503 | 42355 | 82225 | 83517 | 421.6% | 197.2% | 57000 | 115048 | 82225 | 83517 | 144.3% | 72.59%
| DR Programs Subtotal | 984212 | 1917992 | 1046934 | 1847232 | 106.4% | 96.31% | 2449048 | 2846952 | 1046934 | 1847232 | 42.75% | 64.88%
Portfolio Total (Without Pilot Programs) |  | 90309823.4043 | 111798046 | 104064475.1737 | 105990535 | 115.2% | 94.81% | 73842861 | 70774446 | 80278540.1737 | 83902456 | 108.7% | 118.5%
Portfolio Total |  | 90309823.4043 | 112557431.5 | 104064475.1737 | 106741821.18 | 115.2% | 94.83% | 73842861 | 74702620 | 80278540.1737 | 84653742.18 | 108.7% | 113.3%
Peak Demand Reduction at the Customer Meter – PY2
Sector | Program | Gross | [5 empty] | Net
|  | PY1 Reported Demand Reducation (kW) | PY2 Reported Demand Reducation (kW) | PY1 Verified Demand Reduction (kW) | PY2 Verified Demand Reduction (kW) | PY1 Realization Rate (%) | PY2 Realization Rate (%) | MEEIA3 PY1 Target (kW) | MEEIA3 PY2 Target (kW) | PY1 Verified Demand Reduction (kW) | PY2 Verified Demand Reduction (kW) | % of MEEIA3 PY1 Target Achieved | % of MEEIA3 PY2 Target Achieved
Residential EE Programs | Heating, Cooling and Home Comfort | 5639.02 | 7022.35 | 5959.62 | 6833.51 | 105.7% | 97.31% | 4740 | 5617.19 | 4407.13 | 4915.19 | 92.98% | 87.5%
| Energy Saving Products | 5443.58 | 7132.64 | 7097.66 | 6736.33 | 130.4% | 94.44% | 1844 | 1480.66 | 4188.98 | 4210.14 | 227.2% | 284.3%
| Income-Eligible Multi-Family | 187.3188 | 374.62 | 198.6976 | 307.14 | 106.1% | 81.99% | 491 | 450.37 | 198.6976 | 307.14 | 40.47% | 68.2%
| Residential EE Programs Subtotal | 11269.9188 | 14529.61 | 13255.9776 | 13876.98 | 117.6% | 95.51% | 7075 | 7548.22 | 8794.8076 | 9432.47 | 124.3% | 125%
Educational Programs | Home Energy Report | 7718 | 8225.05 | 6702 | 6355.51 | 86.84% | 77.27% | 3750 | 3750 | 6702 | 6355.51 | 178.7% | 169.5%
| Income-Eligible Home Energy Report | 39.58 | 172.13 | 232 | 248.96 | 586.2% | 144.6% | 366 | 366.02 | 232 | 248.96 | 63.39% | 68.02%
| Online Home Energy Audit | Online Energy Audit programs are not part of MEEIA targets for energy savings or demand reductions.
| Educational Programs Subtotal | 7757.58 | 8397.18 | 6934 | 6604.47 | 89.38% | 78.65% | 4116 | 4116.02 | 6934 | 6604.47 | 168.5% | 160.5%
Pilot Programs | Pay As You Save | - | 3.86 | - | 3.86 | - | 100% | - | 35 | - | 3.86 | - | 11.03%
| Energy-Saving Trees | The Energy-Saving Trees Program did not claim any demand reductions.
| Quality Install | - | 6.2 | - | 5.75 | - | 92.74% | - | 554.5 | - | 5.75 | - | 20.9%
| Energy-Efficiency Non-Profit | - | 110.16 | - | 110.16 | - | 100% | - |  | - | 110.16 | -
| Pilot Programs Subtotal | - | 120.22 | - | 119.77 | - | 99.63% | - | 589.5 | - | 119.77 | - | 20.32%
DR Programs | Business Demand Response | 60350 | 73600.6 | 59567 | 73618.76 | 98.7% | 100% | 64490 | 67092 | 59567 | 73618.76 | 92.37% | 109.7%
| Residential Demand Response | 9224.6 | 13141.8 | 7850.51 | 12468.74 | 85.1% | 94.88% | 17900 | 20566.32 | 7850.51 | 12468.74 | 43.86% | 60.63%
| Business Smart Thermostat | 159.6 | 327.6 | 88.15 | 219.92 | 55.23% | 67.13% | 420 | 840.96 | 88.15 | 219.92 | 20.99% | 26.15%
| DR Programs Subtotal | 69734.2 | 87070 | 67505.66 | 86307.42 | 96.8% | 99.12% | 82810 | 88499.28 | 67505.66 | 86307.42 | 81.52% | 97.52%
Portfolio Total (Without Pilot Programs) |  | 88761.6988 | 109996.79 | 87695.6376 | 106788.87 | 98.8% | 97.08% | 94001 | 100163.52 | 83234.4676 | 102344.36 | 88.55% | 102.2%
Portfolio Total |  | 88761.6988 | 110117.01 | 87695.6376 | 106908.64 | 98.8% | 97.09% | 94001 | 100753.02 | 83234.4676 | 102464.13 | 88.55% | 101.7%
Missouri West: Data Tables
Energy Savings at the Customer Meter – PY2
Sector | Program | Gross | [5 empty] | Net
|  | PY1 Reported Savings (kWh) | PY2 Reported Savings (kWh) | PY1 Verified Savings (kWh) | PY2 Verified Savings (kWh) | PY1 Realization Rate (%) | PY2 Realization Rate (%) | MEEIA3 PY1 Target (kWh) | MEEIA3 PY2 Target (kWh) | PY1 Verified Savings (kWh) | PY2 Verified Savings (kWh) | % of MEEIA3 PY1 Target Achieved | % of MEEIA3 PY2 Target Achieved
Residential EE Programs | Heating, Cooling and Home Comfort | 5937819 | 6796548 | 5496808 | 6140260 | 92.57% | 90.34% | 7236542 | 7767639.808 | 3963157 | 4612617 | 54.77% | 59.38%
| Energy Saving Products | 23409854 | 30519963 | 27392557 | 29168216 | 117% | 95.57% | 13038632 | 10416978.3413 | 16227120 | 18743260 | 124.5% | 179.9%
| Income-Eligible Multi-Family | 879280.3144 | 1429036 | 885014.439 | 1316934 | 100.7% | 92.16% | 1388947 | 1181931.1028 | 885014.439 | 1316934 | 63.72% | 111.4%
| Residential EE Programs Subtotal | 30226953.3144 | 38745547 | 33774379.439 | 36625410 | 111.7% | 94.53% | 21664121 | 19366549.2521 | 21075291.439 | 24672811 | 97.28% | 127.4%
Educational Programs | Home Energy Report | 19340629 | 23194337 | 24864459 | 22654916 | 128.6% | 97.67% | 20355000 | 20355375 | 24864459 | 22654916 | 122.2% | 111.3%
| Income-Eligible Home Energy Report | The Income-Eligible Home Energy Report Program did not claim any energy savings.
| Online Home Energy Audit | Online Energy Audit programs are not part of MEEIA targets for energy savings or demand reductions.
| Educational Programs Subtotal | 19340629 | 23194337 | 24864459 | 22654916 | 128.6% | 97.67% | 20355000 | 20355375 | 24864459 | 22654916 | 122.2% | 111.3%
Pilot Programs | Pay As You Save | - | 7179 | - | 7179 | - | 100% | - | 155855 | - | 7179 | - | 4.606%
| Energy-Saving Trees | The Energy-Saving Trees Program did not claim any energy savings.
| Quality Install | - | 1952 | - | 1723.61 | - | 88.3% | - | 1860664.8 | - | 1723.61 | - | 17.82%
| Energy-Efficiency Non-Profit | - | 329824 | - | 329824 | - | 100% | - |  | - | 329824 | -
| Pilot Programs Subtotal | - | 338955 | - | 338726.61 | - | 99.93% | - | 2016519.8 | - | 338726.61 | - | 16.8%
DR Programs | Business Demand Response | The Business Demand Response Program did not claim any energy savings.
| Residential Demand Response | 466496 | 944615 | 466496 | 888248 | 100% | 94.03% | 1221000 | 1402387.5 | 466496 | 888248 | 38.21% | 63.34%
| Business Smart Thermostat | 10441 | 23049 | 44019 | 45449 | 421.6% | 197.2% | 29000 | 56736 | 44019 | 45449 | 151.8% | 80.11%
| DR Programs Subtotal | 476937 | 967664 | 510515 | 933697 | 107% | 96.49% | 1250000 | 1459123.5 | 510515 | 933697 | 40.84% | 63.99%
MO West Total (Without Pilot Programs) |  | 50044519.3144 | 62907548 | 59149353.439 | 60214023 | 118.2% | 95.72% | 43269121 | 41181047.7521 | 46450265.439 | 48261424 | 107.4% | 117.2%
MO West Total |  | 50044519.3144 | 63246503 | 59149353.439 | 60552749.61 | 118.2% | 95.74% | 43269121 | 43197567.5521 | 46450265.439 | 48600150.61 | 107.4% | 112.5%
Peak Demand Reduction at the Customer Meter – PY2
Sector | Program | Gross | [5 empty] | Net
|  | PY1 Reported Demand Reducation (kW) | PY2 Reported Demand Reducation (kW) | PY1 Verified Demand Reduction (kW) | PY2 Verified Demand Reduction (kW) | PY1 Realization Rate (%) | PY2 Realization Rate (%) | MEEIA3 PY1 Target (kW) | MEEIA3 PY2 Target (kW) | PY1 Verified Demand Reduction (kW) | PY2 Verified Demand Reduction (kW) | % of MEEIA3 PY1 Target Achieved | % of MEEIA3 PY2 Target Achieved
Residential EE Programs | Heating, Cooling and Home Comfort | 3328.37 | 4361.07 | 3451.32 | 4193.47 | 103.7% | 96.16% | 3133 | 3392.1894 | 2524.83 | 3000.57 | 80.59% | 88.46%
| Energy Saving Products | 2940.86 | 3928.17 | 3729.11 | 3690.37 | 126.8% | 93.95% | 955 | 755.845 | 2217.28 | 2371.64 | 232.2% | 313.8%
| Income-Eligible Multi-Family | 110.8661 | 251.68 | 121.7823 | 194.51 | 109.8% | 77.28% | 243 | 222.8247 | 121.7823 | 194.51 | 50.12% | 87.29%
| Residential EE Programs Subtotal | 6380.0961 | 8540.92 | 7302.2123 | 8078.35 | 114.5% | 94.58% | 4331 | 4370.8592 | 4863.8923 | 5566.72 | 112.3% | 127.4%
Educational Programs | Home Energy Report | 4037.81 | 4302.65 | 3453 | 3806.27 | 85.52% | 88.46% | 2550 | 2550 | 3453 | 3806.27 | 135.4% | 149.3%
| Income-Eligible Home Energy Report | The Income-Eligible Home Energy Report Program did not claim any demand reductions
| Online Home Energy Audit | Online Energy Audit programs are not part of MEEIA targets for energy savings or demand reductions.
| Educational Programs Subtotal | 4037.81 | 4302.65 | 3453 | 3806.27 | 85.52% | 88.46% | 2550 | 2550 | 3453 | 3806.27 | 135.4% | 149.3%
Pilot Programs | Pay As You Save | - | 2.31 | - | 2.31 | - | 100% | - | 17.5 | - | 2.31 | - | 13.2%
| Energy-Saving Trees | The Energy-Saving Trees Program did not claim any demand reductions.
| Quality Install | - | 2.24 | - | 179% | - | 79.91% | - | 290.7 | - | 1.79 | - | 21.64%
| Energy-Efficiency Non-Profit | - | 61.11 | - | 6111% | - | 100% | - |  | - | 61.11 | -
| Pilot Programs Subtotal | - | 65.66 | - | 65.21 | - | 99.31% | - | 308.2 | - | 65.21 | - | 21.16%
DR Programs | Business Demand Response | 40680 | 50387.5 | 39384 | 51094.86 | 96.81% | 101.4% | 49490 | 52092.3 | 39384 | 51094.86 | 79.58% | 98.09%
| Residential Demand Response | 4454.8 | 6717.2 | 3989.42 | 6489.81 | 89.55% | 96.61% | 8680 | 10609.2 | 3989.42 | 6489.81 | 45.96% | 61.17%
| Business Smart Thermostat | 98 | 166.6 | 70.59 | 92.81 | 72.03% | 55.71% | 210 | 414.72 | 70.59 | 92.81 | 33.61% | 22.38%
| DR Programs Subtotal | 45232.8 | 57271.3 | 43444.01 | 57677.48 | 96.05% | 100.7% | 58380 | 63116.22 | 43444.01 | 57677.48 | 74.42% | 91.38%
MO West Total (Without Pilot Programs) |  | 55650.7061 | 70114.87 | 54199.2223 | 69562.1 | 97.39% | 99.21% | 65261 | 70037.0792 | 51760.9023 | 67050.47 | 79.31% | 95.74%
MO West Total |  | 55650.7061 | 70180.53 | 54199.2223 | 69627.31 | 97.39% | 99.21% | 65261 | 70345.2792 | 51760.9023 | 67115.68 | 79.31% | 95.41%
Evergy Metro: Data Tables
Energy Savings at the Customer Meter – PY2
Sector | Program | Gross | [5 empty] | Net
|  | PY1 Reported Savings (kWh) | PY2 Reported Savings (kWh) | PY1 Verified Savings (kWh) | PY2 Verified Savings (kWh) | PY1 Realization Rate (%) | PY2 Realization Rate (%) | MEEIA3 PY1 Target (kWh) | MEEIA3 PY2 Target (kWh) | PY1 Verified Savings (kWh) | PY2 Verified Savings (kWh) | % of MEEIA3 PY1 Target Achieved | % of MEEIA3 PY2 Target Achieved
Residential EE Programs | Heating, Cooling and Home Comfort | 3621316 | 3794464 | 3636230 | 3559472 | 100.4% | 93.81% | 3346358 | 4814840.6529 | 2822852 | 2800318 | 84.36% | 58.16%
| Energy Saving Products | 20035055 | 24864849 | 24619583 | 23687319 | 122.9% | 95.26% | 12153179 | 9722589.9259 | 14346115 | 14310993 | 118% | 147.2%
| Income-Eligible Multi-Family | 715807.0899 | 1020431 | 714638.7347 | 961292 | 99.84% | 94.2% | 1368009 | 1160993.9528 | 714638.7347 | 961292 | 52.24% | 82.8%
| Residential EE Programs Subtotal | 24372178.0899 | 29679744 | 28970451.7347 | 28208083 | 118.9% | 95.04% | 16867546 | 15698424.5316 | 17883605.7347 | 18072603 | 106% | 115.1%
Educational Programs | Home Energy Report | 14637019 | 17764315 | 13523117 | 15173099 | 92.39% | 85.41% | 9579000 | 9579000 | 13523117 | 15173099 | 141.2% | 158.4%
| Income-Eligible Home Energy Report | 374416 | 496111 | 942567 | 1481796 | 251.7% | 298.7% | 2928146 | 2928146.4 | 942567 | 1481796 | 32.19% | 50.61%
| Online Home Energy Audit | Online Energy Audit programs are not part of MEEIA targets for energy savings or demand reductions.
| Educational Programs Subtotal | 15011435 | 18260426 | 14465684 | 16654895 | 96.36% | 91.21% | 12507146 | 12507146.4 | 13523117 | 16654895 | 108.1% | 133.2%
Pilot Programs | Pay As You Save | - | 10020 | - | 10020 | - | 100% | - | 155855 |  | 10020 | - | 6.429%
| Energy-Saving Trees | - | 186388 | - | 178419 | - | 95.72% | - | 1755799.7 |  | 178419 | - | 22.93%
| Quality Install | - | 3446.5 | - | 3544.57 | - | 102.8% | - |  |  | 3544.57 | -
| Energy-Efficiency Non-Profit | - | 220576 | - | 220576 | - | 100% | - |  |  | 220576 | -
| Pilot Programs Subtotal | - | 420430.5 | - | 412559.57 | - | 98.13% | - | 1911654.7 |  | 412559.57 | - | 21.58%
DR Programs | Business Demand Response | The Business Demand Response Program did not claim any energy savings.
| Residential Demand Response | 498213 | 931022 | 498213 | 875466 | 100% | 94.03% | 1171048 | 1329516 | 498213 | 875466 | 42.54% | 65.85%
| Business Smart Thermostat | 9062 | 19306 | 38206 | 38068 | 421.6% | 197.2% | 28000 | 58312 | 38206 | 38068 | 136.5% | 65.28%
| DR Programs Subtotal | 507275 | 950328 | 536419 | 913534 | 105.7% | 96.13% | 1199048 | 1387828 | 536419 | 913534 | 44.74% | 65.82%
MO Metro Total (Without Pilot Programs) |  | 39890888.0899 | 48890498 | 43972554.7347 | 45776512 | 110.2% | 93.63% | 30573740 | 29593398.9316 | 31943141.7347 | 35641032 | 104.5% | 120.4%
MO Metro Total |  | 39890888.0899 | 49310928.5 | 43972554.7347 | 46189071.57 | 110.2% | 93.67% | 30573740 | 31505053.6316 | 31943141.7347 | 36053591.57 | 104.5% | 114.4%
Peak Demand Reduction at the Customer Meter – PY2
Sector | Program | Gross | [5 empty] | Net
|  | PY1 Reported Demand Reducation (kW) | PY2 Reported Demand Reducation (kW) | PY1 Verified Demand Reduction (kW) | PY2 Verified Demand Reduction (kW) | PY1 Realization Rate (%) | PY2 Realization Rate (%) | MEEIA3 PY1 Target (kW) | MEEIA3 PY2 Target (kW) | PY1 Verified Demand Reduction (kW) | PY2 Verified Demand Reduction (kW) | % of MEEIA3 PY1 Target Achieved | % of MEEIA3 PY2 Target Achieved
Residential EE Programs | Heating, Cooling and Home Comfort | 2310.65 | 2661.28 | 2508.3 | 2640.05 | 108.6% | 99.2% | 1607 | 2225.0042 | 1882.3 | 1914.62 | 117.1% | 86.05%
| Energy Saving Products | 2502.72 | 3204.47 | 3368.55 | 3045.96 | 134.6% | 95.05% | 889 | 724.8112 | 1971.7 | 1838.5 | 221.8% | 253.7%
| Income-Eligible Multi-Family | 76.4527 | 122.93 | 76.9154 | 112.63 | 100.6% | 91.62% | 248 | 227.5497 | 76.9154 | 112.63 | 31.01% | 49.5%
| Residential EE Programs Subtotal | 4889.8227 | 5988.68 | 5953.7654 | 5798.64 | 121.8% | 96.83% | 2744 | 3177.3652 | 3930.9154 | 3865.75 | 143.3% | 121.7%
Educational Programs | Home Energy Report | 3641.06 | 3922.4 | 3017 | 2549.24 | 82.86% | 64.99% | 1200 | 1200 | 3017 | 2549.24 | 251.4% | 212.4%
| Income-Eligible Home Energy Report | 39.58 | 172.13 | 232 | 248.96 | 586.2% | 144.6% | 366 | 366.0183 | 232 | 248.96 | 63.39% | 68.02%
| Online Home Energy Audit | Online Energy Audit programs are not part of MEEIA targets for energy savings or demand reductions.
| Educational Programs Subtotal | 3680.64 | 4094.53 | 3249 | 2798.2 | 88.27% | 68.34% | 1566 | 1566.0183 | 3249 | 2798.2 | 207.5% | 178.7%
Pilot Programs | Pay As You Save | - | 1.56 | - | 1.56 | - | 100% | - | 17.5 | - | 1.56 | - | 8.914%
| Energy-Saving Trees | The Energy-Saving Trees Program did not claim any demand reductions.
| Quality Install | - | 3.96 | - | 3.96 | - | 100% | - | 263.8 | - | 3.96 | - | 20.09%
| Energy-Efficiency Non-Profit | - | 49.05 | - | 49.05 | - | 100% | - |  | - | 49.05 | -
| Pilot Programs Subtotal | - | 54.57 | - | 54.57 | - | 100% | - | 281.3 | - | 54.57 | - | 19.4%
DR Programs | Business Demand Response | 19670 | 23213.1 | 20183 | 22523.9 | 102.6% | 97.03% | 15000 | 15000 | 20183 | 22523.9 | 134.6% | 150.2%
| Residential Demand Response | 4769.8 | 6424.6 | 3861.09 | 5978.93 | 80.95% | 93.06% | 9220 | 9957.12 | 3861.09 | 5978.93 | 41.88% | 60.05%
| Business Smart Thermostat | 61.6 | 161 | 17.56 | 127.11 | 28.51% | 78.95% | 210 | 426.24 | 17.56 | 127.11 | 8.362% | 29.82%
| DR Programs Subtotal | 24501.4 | 29798.7 | 24061.65 | 28629.94 | 98.21% | 96.08% | 24430 | 25383.36 | 24061.65 | 28629.94 | 98.49% | 112.8%
MO Metro Total (Without Pilot Programs) |  | 33071.8627 | 39881.91 | 33264.4154 | 37226.78 | 100.6% | 93.34% | 28740 | 30126.7435 | 31241.5654 | 35293.89 | 108.7% | 117.2%
MO Metro Total |  | 33071.8627 | 39936.48 | 33264.4154 | 37281.35 | 100.6% | 93.35% | 28740 | 30408.0435 | 31241.5654 | 35348.46 | 108.7% | 116.2%
This chart isn't available in your version of Excel. Editing this shape or saving this workbook into a different file format will permanently break the chart.

## Realization Rates
Evergy Evaluation, Measurement, and Verification Report – Appendix O: Databook
Measure-Level Realization Rates and Reasons
Project Type | kWh RR (%) | Reasons for kWh Discrepancy | kW RR (%) | Reasons for kW Discrepancy
Heating, Cooling and Home Comfort
LED Lightbulb | 101% | The reported savings calculations used 9W for the efficient wattages and 43W for all baseline wattages for all lightbulbs in the program, as well as the same hours of use. The verified calculations matched the reported calculations for all 9W bulbs, but used different baseline wattages, efficient wattages, and hours of use for the 5W, 6W, and 8W specialty bulbs as per the IL TRM. An ISR of 96 percent was applied to the overall energy and demand savings. | 98% | See “Reasons for kWh Discrepancy”
Faucet Aerator | 59% | The reported savings calculations used a value of 2.56 for the number of persons per household for all faucet aerators in the program and a value of 2.83 for faucets per household for all bathroom faucet aerators in the program. The verified savings calculations used a value of 2.56 persons per household and 2.83 faucets per household for single-family and 2.1 persons per household and 1.5 faucets per household for multi‑family as per the IL TRM. Also, the reported savings calculations used a value of 1 gallon per minute (GPM) for all bathroom faucet aerators in the program. The verified savings calculations used the actual faucet efficiency reported in the tracking data, which is 1.5 GPM. An ISR of 91 percent was applied to the overall energy and demand savings. | 23% | See “Reasons for kWh Discrepancy”
Low Flow Showerhead | 74% | The reported savings calculations used value of 2.56 for the number of persons per household and a value of 1.79 for showerheads per household for all low flow showerheads in the program. The verified savings calculations used a value of 2.56 persons per household and 1.79 showerheads per household for single-family and 2.1 persons per household and 1.3 showerheads per household for multi‑family as per the IL TRM. An ISR of 85 percent was applied to the overall energy and demand savings. | 76% | See “Reasons for kWh Discrepancy”
Pipe Insulation | 94% | An ISR of 94 percent was applied to the overall energy and demand savings. | 94% | See “Reasons for kWh Discrepancy”
Advanced Power Strip | 93% | An ISR of 93 percent was applied to the overall energy and demand savings. | 93% | See “Reasons for kWh Discrepancy”
Furnace Filter Alarm | 100% | - | 100% | -
Air Sealing | 79% | The reported savings calculations used default of electric heating system type for all air sealing projects in the program. As per the IL TRM, heating kWh savings are calculated differently based on the home’s heating system fuel type (gas or electric). The verified savings calculations used the actual heating system fuel type to calculate heating kWh savings per project. Also, the reported savings calculations used default nCool (cooling coefficient) of 13,000 (assumes a 13 SEER unit), while the verified savings calculations used the unit SEER based on the existing cooling system (14 SEER for heat pumps and 13 SEER for central ACs) as per the IL TRM. The reported savings calculations also used an average CDD and HDD based on data from all major cities in Missouri, while the verified calculations used the CDD and HDD based on the closet major city. | 138% | The reported savings calculations used a CF of 70 percent, which assumes a mixture of heat pumps and central ACs (as stipulated in the Evergy TRM), while the verified savings calculations used a CF based on the baseline cooling system (68 percent for central AC and 72 percent for heat pumps) as per the IL TRM.
Attic Insulation | 100% | - | 182% | The reported savings calculations using a CF of 70 percent, which assumes a mixture of heat pumps and central ACs (as stipulated in the Evergy TRM), while the verified savings calculations used a CF based on the baseline cooling system (68 percent for central AC and 72 percent for heat pumps) as per the IL TRM.
Central AC | 99% | The verified savings calculations used default assumptions for any missing inputs in the program tracking data, including existing cooling/heating system type, home heating fuel type, efficient unit measurements (including SEER, EER, and capacity), which affected the overall savings by approximately 1 percent. | 99% | See “Reasons for kWh Discrepancy”
Heat Pump | 85% | The reported savings calculations used an HSPF baseline of 5.54 for all units in the program (as stipulated by the Evergy TRM), while the verified savings calculations used an HSPF baseline of 8.2 for all units in the program as per the IL TRM. Also, the reported savings calculations included cooling savings for any unit in the program (early replacement or time of sale) that does not have an existing cooling system. The verified savings calculations only include heating savings for any unit in the program (early replacement or time of sale) that does not have an existing cooling system. It is important to note that the verified savings calculations used default assumptions for any missing inputs in the program tracking data, including existing cooling/heating system type, home heating fuel type, efficient unit measurements (including SEER, EER, and capacity), which affected the overall kWh savings. | 85% | The reported savings calculations used a CF of 72 percent, which assumes a mixture of heat pumps and central ACs (as stipulated in the Evergy TRM), while the verified savings calculations used a CF based on the house type (72 percent for single-family and 67 percent for multi-family) as per the IL TRM. It is important to note that the verified savings calculations used default assumptions for any missing inputs in the program tracking data, including existing cooling/heating system type, home heating fuel type, efficient unit measurements (including SEER, EER, and capacity), which affected the overall kW savings.
Ground Source Heat Pump | 68% | The reported savings calculations included cooling savings for any unit in the program (early replacement or time of sale) that does not have an existing cooling system. The verified savings calculations only included heating savings for any unit in the program (early replacement or time of sale) that does not have an existing cooling system. The reported savings calculations used value of 11.8 for the baseline EER for all units in the program. The verified savings calculations used a baseline EER value based on the existing cooling system type as per the IL TRM (11.8 EER for air source or ground source heat pumps and 11 EER for central ACs). It is important to note that the verified savings calculations used default assumptions for any missing inputs in the program tracking data, including existing cooling/heating system type, home heating fuel type, efficient unit measurements (including SEER, EER, and capacity), which affected the overall kWh savings. | 66% | The reported savings calculations used value of 11.8 for the baseline EER for all units in the program. The verified savings calculations used a baseline EER value based on the existing cooling system type as per the IL TRM (11.8 EER for air source or ground source heat pumps and 11 EER for central ACs). It is important to note that the verified savings calculations used default assumptions for any missing inputs in the program tracking data, including existing cooling/heating system type, home heating fuel type, efficient unit measurements (including SEER, EER, and capacity), which affected the overall kW savings.
Ductless Mini-Split Heat Pump | 100% | The reported calculations used default energy savings values for all units in the program, which are directly from the Evergy TRM and not based on the size/efficiency of the unit. The verified savings calculations used savings algorithms from the IL TRM and are based on the size/efficiency per unit. Also, the verified savings calculations did not include cooling savings (only heating savings) for any unit in the program (early replacement or time of sale) that does not have an existing cooling system. It is also important to note that the verified savings calculations used default assumptions for any missing inputs in the program tracking data, including existing cooling/heating system type, home heating fuel type, efficient unit measurements (including SEER, EER, and capacity). | 993% | The reported calculations used default demand savings values for all units in the program, which are directly from the Evergy TRM and not based on the size/efficiency of the unit. The verified savings calculations used savings algorithms from the IL TRM and are based on the size/efficiency per unit. It is also important to note that the verified savings calculations used default assumptions for any missing inputs in the program tracking data, including existing cooling/heating system type, home heating fuel type, efficient unit measurements (including SEER, EER, and capacity).
OVERALL HCHC | 92% | The measures with the most impact on the overall realization rate were heat pumps and ground source heat pumps since the HVAC measures have the highest portion of savings in the program and those two measure in particular had the lowest realization rates out of all the HVAC measures. See above for more details for the per-measure differences. | 97% | See “Reasons for kWh Discrepancy”
Energy Saving Products
Missouri Metro Standard LED | 107% | As found conditions for bulb wattage, hours of use, waste heat factors, and in-service rates differed from assumptions in the Evergy TRM | 107% | As found conditions for bulb wattage, hours of use, waste heat factors, and in-service rates differed from assumptions in the Evergy TRM
Missouri Metro Specialty LED | 79% |  | 80%
Missouri West Standard LED | 102% |  | 102%
Missouri West Specialty LED | 86% |  | 84%
OVERALL Energy Saving Products | 95% |  | 94%
Income-Eligible Multi-Family
Faucet Aerator | 38% | 1) verified occupancy (people per household) reported in the program tracking data (1.1) was lower than reported energy savings occupancy (2.1), and 2) claimed savings included aerators that were installed in units with gas domestic hot water for which there was no verified electricity savings. | 55% | 1) verified occupancy (people per household) reported in the program tracking data (1.1) was lower than reported energy savings occupancy (2.1), and 2) claimed savings included aerators that were installed in units with gas domestic hot water for which there was no verified electricity savings.
Smart Power Strip | 100% |  | 101% | Realization rate for demand is over 100 percent due to rounding in the reported kW reduction
Lighting | 105% | Baseline wattages were drawn from ESP program data, resulting in increased realization rates | 106% | Baseline wattages were drawn from ESP program data, resulting in increased realization rates
Showerhead | 27% | 1) verified occupancy (people per household) reported in the program tracking data (1.1) was lower than reported energy savings occupancy (2.1), and 2) claimed savings included aerators that were installed in units with gas domestic hot water for which there was no verified electricity savings. | 50% | 1) verified occupancy (people per household) reported in the program tracking data (1.1) was lower than reported energy savings occupancy (2.1), and 2) claimed savings included aerators that were installed in units with gas domestic hot water for which there was no verified electricity savings.
ASHP | 81% | The difference between assumed and actual installed model specifications | 80% | The difference between assumed and actual installed model specifications
Bathroom Fan | 120% | The difference between assumed and actual installed model specifications | 193% | The difference between assumed and actual installed model specifications
Dishwasher | 86% | The difference between assumed and actual installed model specifications | 86% | The difference between assumed and actual installed model specifications
Refrigerator | 60% | The difference between assumed and actual installed model specifications - specifically ex-ante savings assumed manual defrost models. Autodefrost models were installed. | 60% | The difference between assumed and actual installed model specifications - specifically ex-ante savings assumed manual defrost models. Autodefrost models were installed.
Programmable Thermostat | 177% | The in-service rates used to calculate reported savings reflect self-installed units, while verified savings we calculated using 100 percent in-service rate | 0% | The in-service rates used to calculate reported savings reflect self-installed units, while verified savings we calculated using 100 percent in-service rate
Washing Machine | 85% | The difference between assumed and actual installed model specifications | 85% | The difference between assumed and actual installed model specifications
Aerator | 73% | Baseline specifications reported in program tracking datawere different than deemed baseline conditions |  | No peak demand was reported
Air Source Heat Pump | 100% |  | 87% | The difference between assumed and actual installed model specifications
Chiller | 100% |  | 60% | The difference between assumed and actual installed model specifications
Elevator | 100% |  |  | No peak demand was reported
Common Area Exterior LED | 100% |  | 82% | The difference between assumed and actual installed model specifications
Common Area Interior LED | 112% | Baseline specifications reported in program tracking datawere different than deemed baseline conditions | 55% | Saving was incorrectly calculated for several interior common lighting projects.
In Unit LED | 87% | Saving was incorrectly calculated for several interior common lighting projects because the unit was incorrect (the per fixture savings was reported as the per bulb savings, inflating savings) | 86% | Saving was incorrectly calculated for several interior common lighting projects because the unit was incorrect (the per fixture savings was reported as the per bulb savings, inflating savings)
Refrigerator | 133% | The difference between assumed and actual installed model specifications | 165% | The difference between assumed and actual installed model specifications
Showerhead | 65% | Baseline specifications reported in program tracking data rather than deemed reported energy savings baseline conditions |  | No peak demand was reported
Smart Thermostat | 71% | The difference between assumed and actual installed model specifications |  | No peak demand was reported
Home Energy Report
Missouri West Home Energy Report | 97.67% | General savings overestimation | 88.46% | General savings overestimation
Missouri Metro Home Energy Report | 91.21% |  | 68.34%
OVERALL Home Energy Report | 94.83% |  | 78.65%
Demand Response
Missouri West Business Demand Response | N/A |  | 101% | Evergy uses 10 baseline models to estimate savings, while ADM uses a larger number of baseline models.
Missouri Metro Business Demand Response | N/A |  | 97% | Evergy uses 10 baseline models to estimate savings, while ADM uses a larger number of baseline models.
Missouri West Residential Demand Response | 94% | ADM estimated kWh savings with a new matched control group regression model for PY2. Evergy utilized savings from the TRM. | 97% | ADM estimated savings from PY2 while Evergy utilized the TRM.
Missouri Metro Residential Demand Response | 94% | ADM estimated kWh savings with a new matched control group regression model for PY2. Evergy utilized savings from the TRM. | 93% | ADM estimated savings from PY2 while Evergy utilized the TRM.
Missouri West Smart Thermostats | 197% | ADM estimated kWh savings with a new matched control group regression model for PY2. Evergy utilized savings from the TRM. | 56% | ADM estimated savings from PY2 while Evergy utilized the TRM which is based on residential customers load reductions.
Missouri Metro Smart Thermostats | 197% | ADM estimated kWh savings with a new matched control group regression model for PY2. Evergy utilized savings from the TRM. | 79% | ADM estimated savings from PY2 while Evergy utilized the TRM which is based on residential customers load reductions.
Energy Saving Trees
Missouri West | NA
Missouri Metro | 96% | Program attrition (unplanted trees and tree mortality), and differences between actual and assumed tree savings. | NA
Overall | 96% |  | NA
Pay As You Save
Missouri West (or other measure name) | 100 | Accurately calculated savings (TRM-only review for first year of program). | 100 | Accurately calculated savings (TRM-only review for first year of program).
Missouri Metro (or other measure name) | 100 | Accurately calculated savings (TRM-only review for first year of program). | 100 | Accurately calculated savings (TRM-only review for first year of program).
Overall | 100 | Accurately calculated savings (TRM-only review for first year of program). | 100 | Accurately calculated savings (TRM-only review for first year of program).

## Program Level Tables
Program Performance Metrics
Heating, Cooling and Home Comfort |  |  |  | Energy Saving Products |  |  |  | Income Eligible Multifamily |  |  |  | Home Energy Report |  |  |  |  | Business Demand Response |  |  |  | Residential Demand Response |  |  |  | Business Smart Thermostat |  |  |  | Pay As You Save |  |  |  | Energy-Saving Trees Pilot |  |  |  | Energy-Efficiency Nonprofit Pilot |  |  |  | Quality Install Pilot
Metric | PY2 Total | MO West | MO Metro | Metric | PY2 Total | MO West | MO Metro | Metric | PY2 Total | MO West | MO Metro | Metric | PY2 Total | MO West | MO Metro | MO Metro Low-Income | Metric | PY2 Total | MO West | MO Metro | Metric | PY2 Total | MO West | MO Metro | Metric | PY2 Total | MO West | MO Metro | Metric | PY2 Total | MO West | MO Metro | Metric | PY2 Total | MO West | MO Metro | Metric | PY2 Total | MO West | MO Metro | Metric | PY2 Total | MO West | MO Metro
Number of Participants | 5415 |  |  | Number of Rebated Packages | 406448 | 225672 | 180776 | Number of Sites | 21 | 9 | 12 | Number of Participants | 255258 | 156279 | 90454 | 8525 | Number of Participants* | 160 | 142 | 18 | Number of Participants | 7437 | 3870 | 3567 | Number of Participants | 91 | 54 | 37 | Number of Participants | 5 | 2 | 3 | Number of Participants | 1584 | 0 | 1584 | Number of Businesses | 16 |  |  | Number of Projects | 28 | 10 | 18
Energy Savings (kWh) |  |  |  | Energy Savings (kWh) |  |  |  | Energy Savings (kWh) |  |  |  | Energy Savings (kWh) |  |  |  |  | Energy Savings (kWh) |  |  |  | Energy Savings (kWh) |  |  |  | Energy Savings (kWh) |  |  |  | Energy Savings (kWh) |  |  |  | Energy Savings (kWh) |  |  |  | Energy Impacts (kWh) |  |  |  | Energy Impacts (kWh)
Targeted Energy Savings | 12582480 | 7767640 | 4814841 | Targeted Energy Savings | 20139568 | 10416978 | 9722590 | Targeted Energy Savings | 2342925 | 1181931 | 1160994 | Targeted Energy Savings | 32862521 | 20355375 | 9579000 | 2928146 | Targeted Energy Savings | 0 | 0 | 0 | Targeted Energy Savings | 2731904 | 1402388 | 1329516 | Targeted Energy Savings | 115048 | 56736 | 58312 | Targeted Energy Savings | 311709 | 155855 | 155855 | Targeted Energy Savings | - | - | - | Targeted Energy Savings | - | - | - | Targeted Energy Savings | - | - | -
Reported Energy Savings | 10591013 | 6796548 | 3794464 | Reported Energy Savings | 55384812 | 30519963 | 24864849 | Reported Energy Savings | 2449466 | 1429036 | 1020431 | Reported Energy Savings | 41454763 | 23194337 | 17764315 | 496111 | Reported Energy Savings | 0 | 0 | 0 | Reported Energy Savings | 1875637 | 944615 | 931022 | Reported Energy Savings | 42355 | 23049 | 19306 | Reported Energy Savings | 17199 | 7179 | 10020 | Reported Energy Savings | 186388 | 0 | 186388 | Reported Energy Savings | 550400 | 329824 | 220576 | Reported Energy Savings | 5398.5 | 1952 | 3446.5
Gross Verified Energy Savings | 9699732 | 6140260 | 3559472 | Gross Verified Energy Savings | 52855535 | 29168216 | 23687319 | Gross Verified Energy Savings | 2278225 | 1316934 | 961292 | Gross Verified Energy Savings | 39309811 | 22654916 | 15173099 | 1481796 | Gross Verified Energy Savings | 0 | 0 | 0 | Gross Verified Energy Savings | 1763715 | 888248 | 875466 | Gross Verified Energy Savings | 83517 | 45449 | 38068 | Gross Verified Energy Savings | 17199 | 7179 | 10020 | Gross Verified Energy Savings | 178419 | 0 | 178419 | Gross Verified Energy Savings | 550400 | 329824 | 220576 | Gross Verified Energy Savings | 5268.18 | 1723.61 | 3544.57
Net Verified Energy Savings | 7412935 | 4612617 | 2800318 | Net Verified Energy Savings | 33054253 | 18743260 | 14310993 | Net Verified Energy Savings | 2278225 | 1316934 | 961292 | Net Verified Energy Savings | 39309811 | 22654916 | 15173099 | 1481796 | Net Verified Energy Savings | 0 | 0 | 0 | Net Verified Energy Savings | 1763715 | 888248 | 875466 | Net Verified Energy Savings | 83517 | 45449 | 38068 | Net Verified Energy Savings | 17199 | 7179 | 10020 | Net Verified Energy Savings | 178419 | 0 | 178419 | Net Verified Energy Savings | 550400 | 329824 | 220576 | Net Verified Energy Savings | 5268.18 | 1723.61 | 3544.57
Peak Demand Reduction (kW) |  |  |  | Peak Demand Reduction (kW) |  |  |  | Peak Demand Reduction (kW) |  |  |  | Peak Demand Reduction (kW) |  |  |  |  | Peak Demand Reduction (kW) |  |  |  | Peak Demand Reduction (kW) |  |  |  | Peak Demand Reduction (kW) |  |  |  | Peak Demand Reduction (kW) |  |  |  | Peak Demand Reduction (kW) |  |  |  | Peak Demand Impacts (kW) |  |  |  | Peak Demand Impacts (kW)
Targeted Peak Demand Reduction | 5617.19 | 3392.19 | 2225 | Targeted Peak Demand Reduction | 1480.66 | 755.85 | 724.81 | Targeted Peak Demand Reduction | 450.37 | 222.82 | 227.55 | Targeted Peak Demand Reduction | 4116.02 | 2550 | 1200 | 366.02 | Targeted Peak Demand Reduction | 67092 | 52092 | 15000 | Targeted Peak Demand Reduction | 20566.32 | 10609.2 | 9957.12 | Targeted Peak Demand Reduction | 840.96 | 414.72 | 426.24 | Targeted Peak Demand Reduction | 35 | 17.5 | 17.5 | Targeted Peak Demand Reduction | 0 | 0 | 0 | Projected Peak Demand Savings | - | - | - | Targeted Peak Demand Savings | - | - | -
Reported Peak Demand Reduction | 7022.35 | 4361.07 | 2661.28 | Reported Peak Demand Reduction | 7132.64 | 3928.17 | 3204.47 | Reported Peak Demand Reduction | 374.62 | 251.68 | 122.93 | Reported Peak Demand Reduction | 8397.18 | 4302.65 | 3922.4 | 172.13 | Reported Peak Demand Reduction | 73600.6 | 50387.5 | 23213.1 | Reported Peak Demand Reduction | 13141.8 | 6717.2 | 6424.6 | Reported Peak Demand Reduction | 327.6 | 166.6 | 161 | Reported Peak Demand Reduction | 3.86 | 2.31 | 1.56 | Reported Peak Demand Reduction | 0 | 0 | 0 | Targeted Peak Demand Savings | 110.16 | 61.11 | 49.05 | Reported Peak Demand Savings | 6.2 | 2.24 | 3.96
Gross Verified Peak Demand Reduction | 6833.51 | 4193.47 | 2640.05 | Gross Verified Peak Demand Reduction | 6736.33 | 3690.37 | 3045.96 | Gross Verified Peak Demand Reduction | 307.14 | 194.51 | 112.63 | Gross Verified Peak Demand Reduction | 6604.47 | 3806.27 | 2549.24 | 248.96 | Gross Verified Peak Demand Reduction | 73618.76 | 51094.86 | 22523.9 | Gross Verified Peak Demand Reduction | 12468.74 | 6489.81 | 5978.93 | Gross Verified Peak Demand Reduction | 219.92 | 92.81 | 127.11 | Gross Verified Peak Demand Reduction | 3.86 | 2.31 | 1.56 | Gross Verified Peak Demand Reduction | 0 | 0 | 0 | Gross Verified Peak Demand Savings | 110.16 | 61.11 | 49.05 | Gross Verified Peak Demand Savings | 5.75 | 1.79 | 3.96
Net Verified Peak Demand Reduction | 4915.19 | 3000.57 | 1914.62 | Net Verified Peak Demand Reduction | 4210.14 | 2371.64 | 1838.5 | Net Verified Peak Demand Reduction | 307.14 | 194.51 | 112.63 | Net Verified Peak Demand Reduction | 6604.47 | 3806.27 | 2549.24 | 248.96 | Net Verified Peak Demand Reduction | 73618.76 | 51094.86 | 22523.9 | Net Verified Peak Demand Reduction | 12468.74 | 6489.81 | 5978.93 | Net Verified Peak Demand Reduction | 219.92 | 92.81 | 127.11 | Net Verified Peak Demand Reduction | 3.86 | 2.31 | 1.56 | Net Verified Peak Demand Reduction | 0 | 0 | 0 | Net Verified Peak Demand Reduction | 110.16 | 61.11 | 49.05 | Net Verified Peak Demand Reduction | 5.75 | 1.79 | 3.96
Benefit / Cost Ratios |  |  |  | Benefit / Cost Ratios |  |  |  | Benefit / Cost Ratios |  |  |  | Benefit / Cost Ratios |  |  |  |  | Benefit / Cost Ratios |  |  |  | Benefit / Cost Ratios |  |  |  | Benefit / Cost Ratios* |  |  |  | Benefit / Cost Ratios |  |  |  | Benefit / Cost Ratios |  |  |  | Benefit / Cost Ratios |  |  |  | Benefit / Cost Ratios
Total Resource Cost Test Ratio | 1.03 | 1.02 | 1.04 | Total Resource Cost Test Ratio | 3.31 | 3.11 | 3.62 | Total Resource Cost Test Ratio | 0.46 | 0.45 | 0.47 | Total Resource Cost Test Ratio (HER) | 1.42 | 1.35 | 1.54 | - | Total Resource Cost Test Ratio | 2.28 | 2.45 | 1.97 | Total Resource Cost Test Ratio | 1.39 | 1.39 | 1.39 | Total Resource Cost Test Ratio | 0.98 | 1.39 | 1.12 | Total Resource Cost Test Ratio | - | - | - | Total Resource Cost Test Ratio | - | - | - | Total Resource Cost Test Ratio | - | - | - | Total Resource Cost Test Ratio | - | - | -
[12 empty] | Total Resource Cost Test Ratio (Income-Eligible HER) | 0.48 | - | 0.48 | - | *Represents the number of unique account numbers in the program

## Evergy Targets (hidden)
| Incremental Energy |  |  | Incremental Demand |  |  | Program Budget
Program | Savings (MWh) |  |  | Reduction (MW)
| 2020 | 2021 | 2022 | 2020 | 2021 | 2022 | 2020 | 2021 | 2022
Business Standard | 0 | 0 | 0 | 0 | 0 | 0 | 0 | 0 | 0
Business Custom | 0 | 0 | 0 | 0 | 0 | 0 | 0 | 0 | 0
Business Process Efficiency | 7881 | 14790 | 17585 | 1.25 | 2.36 | 2.8 | 1200302 | 2310285 | 2744052
Business Demand Response | 6892 | 14832 | 18202 | 0.05 | 0.16 | 0.2 | 919091 | 2076622 | 2553070
Business Smart Thermostat | 0 | 0 | 0 | 64.49 | 67.09 | 69.83 | 4030480 | 4298101 | 4473741
Online Business Energy Audit | 57 | 115 | 172 | 0.42 | 0.84 | 1.26 | 295763 | 398536 | 539827
Energy Saving Products | 0 | 0 | 0 | 0 | 0 | 0 | 50000 | 51250 | 52532
Heating, Cooling & Weatherization | 25192 | 20140 | 15634 | 1.85 | 1.48 | 1.14 | 2711340 | 2779124 | 2238525
Home Energy Report | 0 | 0 | 0 | 0 | 0 | 0 | 0 | 0 | 0
Income-Eligible Home Energy | 9579 | 9579 | 9579 | 1.2 | 1.2 | 1.2 | 462000 | 473550 | 485389
Income Eligible MF | 0 | 0 | 0 | 0 | 0 | 0 | 0 | 0 | 0
Residential Demand Response | 2757 | 2343 | 2343 | 0.49 | 0.45 | 0.45 | 1757052 | 1673082 | 1752340
Online Home Energy Audit | 0 | 0 | 0 | 0 | 0 | 0 | 0 | 0 | 0
Research & Pilot | 0 | 0 | 0 | 0 | 0 | 0 | 210000 | 215250 | 220631
40971935
Table 1: Budget and Targeted Annual Energy Savings – Evergy Metro
| Incremental Energy |  |  | Incremental Demand |  |  | Program Budget
Program | Savings (MWh) |  |  | Reduction (MW)
| 2020 | 2021 | 2022 | 2020 | 2021 | 2022 | 2020 | 2021 | 2022
Business Standard | 14019 | 19108 | 20850 | 2.18 | 3.01 | 3.33 | 2440299 | 3333885 | 3650650
Business Custom | 5217 | 11114 | 13909 | 0.83 | 1.78 | 2.22 | 790074 | 1725252 | 2159019
Business Process Efficiency | 3273 | 7192 | 8990 | 0.02 | 0.07 | 0.09 | 434411 | 998869 | 1248587
Business Demand Response | 0 | 0 | 0 | 15 | 15 | 15 | 937500 | 960938 | 960938
Business Smart Thermostat | 29 | 58 | 87 | 0.21 | 0.43 | 0.64 | 139756 | 192142 | 262930
Online Business Energy Audit | 0 | 0 | 0 | 0 | 0 | 0 | 25000 | 25625 | 26266
Energy Saving Products | 12153 | 9723 | 7555 | 0.89 | 0.72 | 0.56 | 1311390 | 1344175 | 1084277
Heating, Cooling & Weatherization | 3346 | 4815 | 5426 | 1.61 | 2.23 | 2.48 | 906194 | 1265468 | 1464418
Home Energy Report | 9579 | 9579 | 9579 | 1.2 | 1.2 | 1.2 | 462000 | 473550 | 485389
Income-Eligible Home Energy Report | 2928 | 2928 | 2928 | 0.37 | 0.37 | 0.37 | 138000 | 141450 | 144986
Income Eligible Multi Family | 1368 | 1161 | 1161 | 0.25 | 0.23 | 0.23 | 820134 | 781827 | 818672
Residential Demand Response | 1171 | 1330 | 1466 | 8.68 | 9.96 | 11.14 | 2347086 | 2731432 | 3222051
Online Home Energy Report | 0 | 0 | 0 | 0 | 0 | 0 | 120000 | 123000 | 126075
Research & Pilot | 1415 | 1756 | 1870 | 0.21 | 0.26 | 0.29 | 302447 | 310008 | 317758
Table 2: Budget and Targeted Annual Energy Savings – Missouri West
| Incremental Energy |  |  | Incremental Demand |  |  | Program Budget
Program | Savings (MWh) |  |  | Reduction (MW)
| 2020 | 2021 | 2022 | 2020 | 2021 | 2022 | 2020 | 2021 | 2022
Business Standard | 13648 | 16447 | 16551 | 2.16 | 2.65 | 2.7 | 2432007 | 2907271 | 2936444
Business Custom | 2664 | 3676 | 3676 | 0.42 | 0.58 | 0.58 | 410228 | 585033 | 585033
Business Process Efficiency | 3619 | 7640 | 9212 | 0.03 | 0.09 | 0.11 | 484680 | 1077753 | 1304483
Business Demand Response | 0 | 0 | 0 | 49.49 | 52.09 | 54.83 | 3092980 | 3337163 | 3512803
Business Smart Thermostat | 28 | 57 | 85 | 0.21 | 0.41 | 0.62 | 156007 | 206394 | 276897
Online Business Energy Audit | 0 | 0 | 0 | 0 | 0 | 0 | 25000 | 25625 | 26266
Energy Saving Products | 13039 | 10417 | 8079 | 0.96 | 0.76 | 0.58 | 1399950 | 1434949 | 1154248
Heating, Cooling & Weatherization | 7237 | 7768 | 8338 | 3.13 | 3.39 | 3.65 | 1958132 | 2115600 | 2286685
Home Energy Report | 20355 | 20355 | 20355 | 2.55 | 2.55 | 2.55 | 800000 | 820000 | 840500
Income-Eligible Home Energy Report | N/A | N/A | N/A | N/A | N/A | N/A | N/A | N/A | N/A
Income Eligible Multi Family | 1389 | 1182 | 1182 | 0.24 | 0.22 | 0.22 | 936918 | 891255 | 933668
Residential Demand Response | 1221 | 1402 | 1549 | 9.22 | 10.6 | 11.17 | 2665576 | 3077914 | 3595907
Online Home Energy Audit | 0 | 0 | 0 | 0 | 0 | 0 | 90000 | 92250 | 94556
Research & Pilot | 1730 | 1861 | 1852 | 0.27 | 0.29 | 0.3 | 400708 | 410726 | 420994
Table 3: Budget and Targeted Annual Energy Savings – Total
| Incremental Energy |  |  | Incremental Demand |  |  | Program Budget
Program | Savings (MWh) |  |  | Reduction (MW)
| 2020 | 2021 | 2022 | 2020 | 2021 | 2022 | 2020 | 2021 | 2022
Business Standard | 27667 | 35555 | 37401 | 4.34 | 5.66 | 6.03 | 4872306 | 6241156 | 6587094
Business Custom | 7881 | 14790 | 17585 | 1.25 | 2.36 | 2.8 | 1200302 | 2310285 | 2744052
Business Process Efficiency | 6892 | 14832 | 18202 | 0.05 | 0.16 | 0.2 | 919091 | 2076622 | 2553070
Business Demand Response | 0 | 0 | 0 | 64.49 | 67.09 | 69.83 | 4030480 | 4298101 | 4473741
Business Smart Thermostat | 57 | 115 | 172 | 0.42 | 0.84 | 1.26 | 295763 | 398536 | 539827
Online Business Energy Audit | 0 | 0 | 0 | 0 | 0 | 0 | 50000 | 51250 | 52532
Energy Saving Products | 25192 | 20140 | 15634 | 1.85 | 1.48 | 1.14 | 2711340 | 2779124 | 2238525
Heating, Cooling & Weatherization | 10583 | 12583 | 13764 | 4.74 | 5.62 | 6.13 | 2864326 | 3381068 | 3751103
Home Energy Report | 29934 | 29934 | 29934 | 3.75 | 3.75 | 3.75 | 1262000 | 1293550 | 1325889
Income-Eligible Home Energy Report | 2928 | 2928 | 2928 | 0.37 | 0.37 | 0.37 | 138000 | 141450 | 144986
Income Eligible Multi Family | 2757 | 2343 | 2343 | 0.49 | 0.45 | 0.45 | 1757052 | 1673082 | 1752340
Residential Demand Response | 2392 | 2732 | 3015 | 17.9 | 20.56 | 22.31 | 5012662 | 5809346 | 6817958
Online Home Energy Audit | 0 | 0 | 0 | 0 | 0 | 0 | 210000 | 215250 | 220631
Research & Pilot | 3145 | 3617 | 3722 | 0.48 | 0.55 | 0.59 | 703155 | 720734 | 738752
91356531
kWh/kW
| kWH | [7 empty] | kW
MO WEST
| PY1 | PY2 | PY3 | PY4 | PY5 | PY6 | Total |  | PY1 | PY2 | PY3 | PY4 | PY5 | PY6 | Total
Business Standard | 13647811.6702 | 16447376.8079 | 16551008.7209 | 0 | 0 | 0 | 46646197.1989 |  | 2160.5438 | 2653.0255 | 2700.3204 | 0 | 0 | 0 | 7513.8897
Business Custom | 2663601.48 | 3676320 | 3676320 | 0 | 0 | 0 | 10016241.48 |  | 422.9424 | 581.869 | 581.869 | 0 | 0 | 0 | 1586.6804
Business Process Efficiency | 3618888.84 | 7639682.4 | 9212103 | 0 | 0 | 0 | 20470674.24 |  | 30.618 | 87.48 | 109.35 | 0 | 0 | 0 | 227.448
Small Business Targeted | 0 | 0 | 0 | 0 | 0 | 0 | 0
Business Demand Response | 0 | 0 | 0 | 0 | 0 | 0 | 0 |  | 49487.685 | 52092.3 | 54834 | 0 | 0 | 0 | 156413.985
Business Smart Thermostat | 28368 | 56736 | 85104 | 0 | 0 | 0 | 170208 |  | 207.36 | 414.72 | 622.08 | 0 | 0 | 0 | 1244.16
Online Business Energy Audit | 0 | 0 | 0 | 0 | 0 | 0 | 0 |  | 0 | 0 | 0 | 0 | 0 | 0 | 0
Energy Saving Products | 13038631.8338 | 10416978.3413 | 8079123.8817 | 0 | 0 | 0 | 31534734.0568 |  | 955.1682 | 755.845 | 581.8327 | 0 | 0 | 0 | 2292.8459
Heating, Cooling & Weatherization | 7236542.4453 | 7767639.808 | 8338187.8832 | 0 | 0 | 0 | 23342370.1364 |  | 3133.382 | 3392.1894 | 3654.6868 | 0 | 0 | 0 | 10180.2582
Home Energy Report | 20355375 | 20355375 | 20355375 | 0 | 0 | 0 | 61066125 |  | 2550 | 2550 | 2550 | 0 | 0 | 0 | 7650
Income-Eligible Home Energy Report | 0 | 0 | 0 | 0 | 0 | 0 | 0 |  | 0 | 0 | 0 | 0 | 0 | 0 | 0
Income-Eligible Multi-Family | 1388946.5558 | 1181931.1028 | 1181931.1028 | 923400.5904 | 963321.3563 | 1010700.1194 | 6650230.8276 |  | 242.9668 | 222.8247 | 222.8247 | 179.5341 | 193.3805 | 209.7034 | 1271.2343
Residential Demand Response | 1220615 | 1402387.5 | 1549458.75 | 0 | 0 | 0 | 4172461.25 |  | 9220.8 | 10609.2 | 11773.8 | 0 | 0 | 0 | 31603.8
Online Home Energy Audit | 0 | 0 | 0 | 0 | 0 | 0 | 0 |  | 0 | 0 | 0 | 0 | 0 | 0 | 0
Research & Pilot | 1730084.8 | 1860664.8 | 1852097.4 | 0 | 0 | 0 | 5442847 |  | 271.8 | 290.7 | 295.1 | 0 | 0 | 0 | 857.6
| 64928865.625 | 70805091.7599 | 70880709.7386 | 923400.5904 | 963321.3563 | 1010700.1194 | 209512089.1897 |  | 68683.2661 | 73650.1537 | 77925.8636 | 179.5341 | 193.3805 | 209.7034 | 220841.9015
METRO
| PY1 | PY2 | PY3 | PY4 | PY5 | PY6 | Total |  | PY1 | PY2 | PY3 | PY4 | PY5 | PY6 | Total
Business Standard | 14019242.584 | 19107931.2873 | 20850203.5583 | 0 | 0 | 0 | 53977377.4297 |  | 2181.3606 | 3012.8919 | 3328.3623 | 0 | 0 | 0 | 8522.6148
Business Custom | 5216972.5209 | 11114231.3937 | 13908599.1182 | 0 | 0 | 0 | 30239803.0328 |  | 833.8986 | 1776.5364 | 2223.1976 | 0 | 0 | 0 | 4833.6325
Business Process Efficiency | 3273111.072 | 7191745.92 | 8989682.4 | 0 | 0 | 0 | 19454539.392 |  | 24.4944 | 69.984 | 87.48 | 0 | 0 | 0 | 181.9584
Small Business Targeted | 0 | 0 | 0 | 0 | 0 | 0 | 0 |  | 0 | 0 | 0 | 0 | 0 | 0 | 0
Business Demand Response | 0 | 0 | 0 | 0 | 0 | 0 | 0 |  | 15000 | 15000 | 15000 | 0 | 0 | 0 | 45000
Business Smart Thermostat | 29156 | 58312 | 87468 | 0 | 0 | 0 | 174936 |  | 213.12 | 426.24 | 639.36 | 0 | 0 | 0 | 1278.72
Online Business Energy Audit | 0 | 0 | 0 | 0 | 0 | 0 | 0 |  | 0 | 0 | 0 | 0 | 0 | 0 | 0
Energy Saving Products | 12153179.0659 | 9722589.9259 | 7555116.7352 | 0 | 0 | 0 | 29430885.7269 |  | 889.0749 | 724.8112 | 558.3476 | 0 | 0 | 0 | 2172.2337
Heating, Cooling & Weatherization | 3346358.0609 | 4814840.6529 | 5426432.0048 | 0 | 0 | 0 | 13587630.7185 |  | 1606.6911 | 2225.0042 | 2480.1144 | 0 | 0 | 0 | 6311.8097
Home Energy Report | 9579000 | 9579000 | 9579000 | 0 | 0 | 0 | 28737000 |  | 1200 | 1200 | 1200 | 0 | 0 | 0 | 3600
Income-Eligible Home Energy Report | 2928146.4 | 2928146.4 | 2928146.4 | 0 | 0 | 0 | 8784439.2 |  | 366.0183 | 366.0183 | 366.0183 | 0 | 0 | 0 | 1098.0549
Income-Eligible Multi-Family | 1368009.4058 | 1160993.9528 | 1160993.9528 | 906912.5848 | 945948.6451 | 992464.8032 | 6535323.3445 |  | 247.6918 | 227.5497 | 227.5497 | 183.255 | 197.2762 | 213.7951 | 1297.1176
Residential Demand Response | 1171048 | 1329516 | 1466157 | 0 | 0 | 0 | 3966721 |  | 8679.36 | 9957.12 | 11135.04 | 0 | 0 | 0 | 29771.52
Online Home Energy Audit | 0 | 0 | 0 | 0 | 0 | 0 | 0 |  | 0 | 0 | 0 | 0 | 0 | 0 | 0
Research & Pilot | 1415206.8 | 1755799.7 | 1869808 | 0 | 0 | 0 | 5040814.5 |  | 205.3 | 263.8 | 285.9 | 0 | 0 | 0 | 755
| 54499429.9094 | 68763107.2326 | 73821607.1693 | 906912.5848 | 945948.6451 | 992464.8032 | 199929470.3445 |  | 31447.0097 | 35249.9557 | 37531.3699 | 183.255 | 197.2762 | 213.7951 | 104822.6616

## HCHC
Evergy Evaluation, Measurement, and Verification Report – Appendix O: Databook
Heating, Cooling and Home Comfort
Program Performance Metrics
Metric | PY2022 | MO West | MO Metro
Number of Participants* | 5415
Energy Savings (kWh)
Projected Energy Savings | 12582480 | 7767640 | 4814841
Reported Energy Savings | 10591013 | 6796548 | 3794464
Gross Verified Energy Savings | 9699732 | 6140260 | 3559472
Net Verified Energy Savings | 7412935 | 4612617 | 2800318
Peak Demand Reduction (kW)
Projected Peak Demand Savings | 5617.19 | 3392.19 | 2225
Reported Peak Demand Savings | 7022.35 | 4361.07 | 2661.28
Gross Verified Peak Demand Savings | 6833.51 | 4193.47 | 2640.05
Net Verified Peak Demand Savings | 4915.19 | 3000.57 | 1914.62
Benefit / Cost Ratios
Total Resource Cost Test Ratio | 1.03 | 1.02 | 1.04
Program Equipment Offered
Program Component | Measure
Energy Savings Kit* | LED Lightbulbs
Faucet Aerators
Low Flow Showerheads
Pipe Insulation
Advanced Power Strips
Insulation and Air Sealing | Attic/Ceiling Insulation
Air Sealing
HVAC | Central AC
Air Source Heat Pump
Ground Source Heat Pump
Ductless Mini-Split Heat Pump
*There were a small number of furnace filter alarms included in the Energy Savings Kit Program in 2021.
Sample Sizes for Data Collection Efforts
Data Collection Activity | Achieved Sample Size
Participant Surveys Completed | 546
Trade Ally Surveys Completed | 43
In-Depth Interviews with Program Staff | 4
Reported and Verified Gross Energy Savings & Demand Reduction
Measure | Reported Energy (kWh) | Gross Verified Energy (kWh) | Reported Demand (kW) | Gross Verified Demand (kW) | RRkWh | RRkW
Air Sealing | 313953 | 249175 | 55.97 | 77.44 | 79% | 138%
Attic Insulation | 197422 | 196566 | 33 | 60.14 | 100% | 182%
Central AC | 5128759 | 5060419 | 5667.55 | 5593.05 | 99% | 99%
Heat Pump | 3687359 | 3145616 | 979.92 | 835.89 | 85% | 85%
Ground Source Heat Pump | 647121 | 439092 | 223.85 | 147.39 | 68% | 66%
Ductless Mini-Split Heat Pump | 173806 | 173339 | 6.88 | 68.3 | 100% | 993%
LED Lightbulb | 331998 | 336452 | 40.44 | 39.7 | 101% | 98%
Faucet Aerator | 4147 | 2458 | 2.72 | 0.63 | 59% | 23%
Low Flow Showerhead | 13898 | 10345 | 1.51 | 1.15 | 74% | 76%
Pipe Insulation | 14903 | 14017 | 1.71 | 1.6 | 94% | 94%
Advanced Power Strip | 77044 | 71651 | 8.6 | 8.04 | 93% | 93%
Furnace Filter Alarm | 601 | 601 | 0.18 | 0.18 | 100% | 100%
Total | 10591013 | 9699732 | 7022.35 | 6833.51 | 92% | 97%
Measure Quantities and ISRs
Measure Type | Quantity of Measures Reported | In-service Rate | Quantity of Measures Verified
Air Sealing | 283 | 100% | 283
Attic Insulation | 369 | 100% | 369
Central AC | 3866 | 100% | 3866
Heat Pump | 655 | 100% | 655
Ground Source Heat Pump | 51 | 100% | 51
Ductless Mini-Split Heat Pump | 105 | 100% | 105
LED Lightbulb | 9189 | 96% | 8824
Faucet Aerator | 145 | 91% | 132
Low Flow Showerhead | 67 | 85% | 57
Pipe Insulation | 121 | 94% | 114
Advanced Power Strip | 748 | 93% | 696
Furnace Filter Alarm | 8 | 100% | 8
Completed Survey Measure Totals Compared to Population
Measure Type | Number of Survey Completes | Quantity of Measures (Population) | Percent of Population
Air Sealing | 7 | 283 | 2.47%
Attic Insulation | 15 | 369 | 4.07%
Central AC | 229 | 3866 | 5.92%
Heat Pump | 57 | 655 | 8.7%
Ground Source Heat Pump | 5 | 51 | 9.8%
Ductless Mini-Split Heat Pump | 2 | 105 | 1.9%
LED Lightbulb | 138 | 9189 | 1.5%
Faucet Aerator | 64 | 145 | 44.14%
Low Flow Showerhead | 60 | 67 | 89.55%
Pipe Insulation | 116 | 121 | 95.87%
Advanced Power Strip | 121 | 748 | 16.18%
Furnace Filter Alarm | 0 | 8 | 0%
Program Gross Energy Savings (kWh) and Peak Demand Reduction (kW)
Jurisdiction | Reported Energy Savings (kWh) | Reported Demand Reductions (kW) | Gross Verified Energy Savings (kWh) | Gross Verified Demand Reductions (kW) | RRkWh | RRkW
MO West | 6796548 | 4361.07 | 6140260 | 4193.47 | 90% | 96%
MO Metro | 3794464 | 2661.28 | 3559472 | 2640.05 | 94% | 99%
Total | 10591013 | 7022.35 | 9699732 | 6833.51 | 92% | 97%
Verified Gross and Net Annual Energy Savings (kWh)
Jurisdiction | Spillover (Participant) | Spillover (Non-Participant) | Free Ridership | NTG Ratio | Gross Verified Energy Savings (kWh) | Net Energy Savings (kWh)
MO West | 2% | 14% | 40% | 75% | 6140260 | 4612617
MO Metro | 2% | 14% | 37% | 79% | 3559472 | 2800318
Total |  |  | 40% | 76% | 9699732 | 7412935
Verified Gross and Net Peak Demand Reduction (kW)
Jurisdiction | Spillover (Participant) | Spillover (Non-Participant) | Free Ridership | NTG Ratio | Gross Verified Demand Reductions (kW) | Net Demand Reductions (kW)
MO West | 2% | 14% | 44% | 72% | 4193.47 | 3000.57
MO Metro | 2% | 14% | 43% | 73% | 2640.05 | 1914.62
Total |  |  | 44% | 72% | 6833.51 | 4915.19
Gross and Net Verified Energy Savings & Demand Reduction Per Measure
Measure | Gross Verified Energy Savings (kWh) | Gross Verified Demand Reduction (kW) | Net Verified Energy Savings (kWh) | Net Verified Demand Reduction (kW) | NTGkWh | NTGkW
Air Sealing | 249175 | 77.44 | 289392 | 89.93 | 116% | 116%
Attic Insulation | 196566 | 60.14 | 228291 | 69.85 | 116% | 116%
Central AC | 5060419 | 5593.05 | 3478052 | 3844.47 | 69% | 69%
Heat Pump | 3145616 | 835.89 | 2305772 | 613.33 | 73% | 73%
Ground Source Heat Pump | 439092 | 147.39 | 509961 | 171.18 | 116% | 116%
Ductless Mini-Split Heat Pump | 173339 | 68.3 | 201316 | 79.32 | 116% | 116%
LED Lightbulb | 336452 | 39.7 | 297622 | 35.08 | 88% | 88%
Faucet Aerator | 2458 | 0.63 | 2653 | 0.68 | 108% | 107%
Low Flow Showerhead | 10345 | 1.15 | 10630 | 1.18 | 103% | 102%
Pipe Insulation | 14017 | 1.6 | 14571 | 1.66 | 104% | 104%
Advanced Power Strip | 71651 | 8.04 | 73977 | 8.3 | 103% | 103%
Furnace Filter Alarm | 601 | 0.18 | 698 | 0.21 | 116% | 116%
Total | 9699732 | 6833.51 | 7412935 | 4915.19 | 76% | 72%

## ESP
Evergy Evaluation, Measurement, and Verification Report – Appendix O: Databook
Energy Saving Products
Performance Metrics
Metric | PY2022 Total | MO West | MO Metro
Number of Rebated Packages | 406448 | 225672 | 180776
Energy Savings (kWh)
Projected Energy Savings | 20139568 | 10416978 | 9722590
Reported Energy Savings | 55384812 | 30519963 | 24864849
Gross Verified Energy Savings | 52855535 | 29168216 | 23687319
Net Verified Energy Savings | 33054253 | 18743260 | 14310993
Peak Demand Reduction (kW)
Projected Peak Demand Savings | 1480.66 | 755.85 | 724.81
Reported Peak Demand Savings | 7132.64 | 3928.17 | 3204.47
Gross Verified Peak Demand Savings | 6736.33 | 3690.37 | 3045.96
Net Verified Peak Demand Savings | 4210.14 | 2371.64 | 1838.5
Benefit / Cost Ratios
Total Resource Cost Test Ratio | 3.31 | 3.11 | 3.62
ESP Data Collection Activities
Data Collection Activities | N
General Population Survey | 994
Program Staff Interviews | 3
Reported and Verified Gross Energy Savings & Demand Reduction
Distribution Type | Measure Type | Reported kWh | Gross Verified kWh | Reported kW | Gross Verified kW | RR kWh | RR kW
Missouri Metro | Standard LED | 14473610 | 15460085 | 1763.21 | 1892.7 | 107% | 107%
| Specialty LED | 10391239 | 8227233 | 1441.26 | 1153.26 | 79% | 80%
Missouri West | Standard LED | 18067516 | 18466737 | 2201.03 | 2247.4 | 102% | 102%
| Specialty LED | 12452447 | 10701479 | 1727.15 | 1442.96 | 86% | 84%
Totals |  | 55384812 | 52855535 | 7132.64 | 6736.33 | 95% | 94%
Reported Measure Quantities and Impacts
Distribution Type | Measure Type | Package Quantity | Bulb Quantity | Reported kWh | Reported kW
Missouri Metro | Standard LED | 108905 | 400729 | 14473610 | 1763.21
| Specialty LED | 71871 | 232461 | 10391239 | 1441.26
Missouri West | Standard LED | 134958 | 500233 | 18067516 | 2201.03
| Specialty LED | 90714 | 278572 | 12452447 | 1727.15
Totals |  | 406448 | 1411995 | 55384812 | 7132.64
Parameters Adjusted for Lighting Analysis
Model Number | Manufacturer | Reported Wattage | Verified Wattage | Reported Lumens | Verified Lumens | ENERGY STAR ID | % of total Savings
A7A19A100WESD06 | Leedarson America | 15.5 | 15.5 | 1600 | 1680 | 2304791, 2328187, | 0.96%
2328190, 2337428
93122536 | General Electric | 8 | 10 | 800 | 800 | 2339012 | 0.48%
93122484 | General Electric | 8 | 10 | 800 | 800 | 2339011, 2272701 | 0.29%
A20BR3065WESD26 | Leedarson America | 9 | 8 | 665 | 680 | 2374629, 2374632 | 0.23%
A20BR3065WESD56 | Leedarson America | 9 | 8 | 685 | 700 | 2374631, 2374634 | 0.2%
GVG25D4.5WW273P | Elong International | 4.5 | 3 | 500 | 350 | 2365454 | 0.16%
A20BR3065WESD36 | Leedarson America | 9 | 8 | 665 | 680 | 2374630, 2374633 | 0.16%
40674 | Sylvania LED Vance | 4.5 | 5.5 | 450 | 450 | 2354573 | 0.13%
GV25D4.5WW503PN | Elong International | 3 | 4.5 | 350 | 500 | 2365458 | 0.12%
93122480 | General Electric | 5 | 6 | 450 | 480 | 2272687 | 0.1%
A7A19A100WESP02 | Leedarson America | 14.5 | 14.5 | 1600 | 1550 | 2338970 | 0.09%
93122482 | General Electric | 5 | 6 | 450 | 480 | 2272692 | 0.09%
93128616 | General Electric | 15 | 13 | 1300 | 1200 | 2320181 | 0.08%
93129212 | General Electric | 4 | 4 | 300 | 320 | 2362155 | 0.07%
GVG25D3WW503PTN | Elong International | 3 | 3 | 250 | 350 | 2365454 | 0.05%
9290023513 | Philips | 29 | 15 | 2610 | 1400 | 2360770, 2391591, 2391701 | 0.04%
GV25D2.5WW273PN | Elong International | 4.5 | 2.5 | 500 | 250 | 2365437 | 0.04%
GVG25D3WW503PTN | Elong International | 3 | 3 | 250 | 350 | 2345892, 2365453 | 0.04%
93122666 | General Electric | 17 | 13.5 | 1600 | 1600 | 2358087 | 0.04%
93122667 | General Electric | 17 | 13.5 | 1600 | 1600 | 2358088 | 0.04%
93128619 | General Electric | 7 | 7 | 600 | 500 | 2321156 | 0.03%
GV25D4.5WW273PN | Elong International | 4.5 | 3 | 500 | 350 | 2365454 | 0.03%
93121900 | General Electric | 13 | 10.5 | 1100 | 1100 | 2358076 | 0.03%
93121845 | General Electric | 13 | 10.5 | 1100 | 1100 | 2358075 | 0.03%
42279 | General Electric | 4.5 | 4.5 | 350 | 360 | 2362210 | 0.03%
Measure-Level ISRs
Measure Type | Jurisdiction | ISR
Standard LED | MO West | 83.4%
| MO Metro | 84.2%
Specialty LED | MO West | 91.2%
| MO Metro | 89.9%
Measure-Level Free Ridership, Spillover, and Leakage
Measure Type | Spillover | Free Ridership | Leakage | Net-To-Gross Ratio
MO West | 7% | 41.38% | 1.35% | 64.26%
MO Metro | 7% | 45.29% | 1.35% | 60.42%
Program Gross Energy Savings (kWh) and Peak Demand Reduction (kW)
Jurisdiction | Reported Energy Savings (kWh) | Reported Demand Reduction (kW) | Gross Verified Energy Savings (kWh) | Gross Verified Demand Reduction (kW) | RRkWh | RRkW
MO West | 30519963 | 3928.17 | 29168216 | 3690.37 | 96% | 94%
MO Metro | 24864849 | 3204.47 | 23687319 | 3045.96 | 95% | 95%
Totals | 55384812 | 7132.64 | 52855535 | 6736.33 | 95% | 94%
Verified Gross and Net Energy Savings (kWh)
Jurisdiction | Spillover |  | Free Ridership | NTG Ratio | Leakage | Gross Verified Energy Savings (kWh) | Net Energy Savings (kWh)
| Participant | Non-Participant
MO West | 7% | 0% | 41% | 1.4% | 64% | 29168216 | 18743260
MO Metro | 7% | 0% | 45% | 1.4% | 60% | 23687319 | 14310993
Total |  |  |  |  | 63% | 52855535 | 33054253
Verified Gross and Net Peak Demand Reduction (kW)
Jurisdiction | Spillover |  | Free Ridership | NTG Ratio | Leakage | Gross Verified Demand Reduction (kW) | Net Demand Reduction (kW)
| Participant | Non- Participant
MO West | 7% | 0% | 41% | 1.4% | 64% | 3690.37 | 2371.64
MO Metro | 7% | 0% | 45% | 1.4% | 60% | 3045.96 | 1838.5
Total |  |  |  |  | 62% | 6736.33 | 4210.14

## IEMF
Evergy Evaluation, Measurement, and Verification Report – Appendix O: Databook
Income-Eligible Multi-Family
Performance Metrics
Metric | PY2 Total | MO West | MO Metro
Number of Sites | 21 | 9 | 12
Energy Savings (kWh)
Targeted Energy Savings | 2342925 | 1181931 | 1160994
Reported Energy Savings | 2449466 | 1429036 | 1020431
Gross Verified Energy Savings | 2278225 | 1316934 | 961292
Net Verified Energy Savings | 2278225 | 1316934 | 961292
Peak Demand Reduction (kW)
Targeted Peak Demand Reduction | 450.37 | 222.82 | 227.55
Reported Peak Demand Reduction | 374.62 | 251.68 | 122.93
Gross Verified Peak Demand Reduction | 307.14 | 194.51 | 112.63
Net Verified Peak Demand Reduction | 307.14 | 194.51 | 112.63
Benefit / Cost Ratios
Total Resource Cost Test Ratio | 0.46 | 0.45 | 0.47
*Represents the number of unique account numbers in the program
Property Contribution to Total Program Savings
Property Number | Verified Savings (kWh) | Program Contribution
1 | 255091 | 11%
2 | 251958 | 11%
3 | 233049 | 10%
4 | 188014 | 8%
5 | 206336 | 9%
6 | 203852 | 9%
7 | 164983 | 7%
8 | 163341 | 7%
9 | 148624 | 7%
10 | 126752 | 6%
11 | 116336 | 5%
12 | 84496 | 4%
13 | 49063 | 2%
14 | 23348 | 1%
15 | 14275 | 1%
16 | 13829 | 1%
17 | 12651 | 1%
18 | 9663 | 0.4%
19 | 7480 | 0.3%
20 | 4630 | 0.2%
21 | 455 | 0.02%
Total | 2278225 | 100%
Verified Gross kWh and kW
Measure |  | Qty | Reported |  | Verified |  | Realization Rate
|  |  | kWh | kW | kWh | kW | kWh | kW
Direct Install | Faucet Aerator | 1569 | 46395 | 30.16 | 17511 | 16.56 | 38% | 55%
| Smart Power Strip | 4 | 412 | 0.05 | 412 | 0.05 | 100% | 101%
| Lighting | 21887 | 816676 | 98.49 | 861159 | 104.15 | 105% | 106%
| Showerhead | 775 | 204524 | 25.7 | 54517 | 12.92 | 27% | 50%
Prescriptive | Air Source Heat Pump | 98 | 379315 | 114.87 | 306383 | 91.46 | 81% | 80%
| Bathroom Fan | 125 | 9482 | 1.12 | 11393 | 2.17 | 120% | 193%
| Dishwasher | 88 | 3256 | 0.24 | 2790 | 0.21 | 86% | 86%
| Refrigerator | 52 | 36192 | 5.45 | 21728 | 3.27 | 60% | 60%
| Programmable Thermostat | 143 | 35570 | 0 | 62816 | 0 | 177% | -
| Washing Machine | 1 | 142 | 0.02 | 120 | 0.02 | 85% | 85%
Custom | Aerator | 74 | 7215 | 0 | 5242 | 3.62 | 73% | -
| Air Source Heat Pump | 50 | 353340 | 44.25 | 352525 | 38.6 | 100% | 87%
| Chiller | 1 | 22821 | 0.72 | 22822 | 0.43 | 100% | 60%
| Elevator | 1 | 4630 | 0 | 4630 | 0 | 100% | -
| Common Area Exterior LED | 284 | 119153 | 0.65 | 119024 | 0.53 | 100% | 82%
| Common Area Interior LED | 1175 | 329695 | 45.28 | 367812 | 24.93 | 112% | 55%
| In Unit LED | 1800 | 60872 | 7.43 | 53099 | 6.42 | 87% | 86%
| Refrigerator | 36 | 1656 | 0.2 | 2206 | 0.33 | 133% | 165%
| Showerhead | 48 | 14131 | 0 | 9205 | 1.23 | 65% | -
| Smart Thermostat | 6 | 3990 | 0 | 2832 | 0.24 | 71% | -
Total |  | 28217 | 2449466 | 374.62 | 2278225 | 307.14 | 93% | 82%
Program Gross Energy Savings (kWh) and Peak Demand Reduction (kW)
Jurisdiction | Reported Energy Savings (kWh) | Reported Demand Reduction (kW) | Gross Verified Energy Savings (kWh) | Gross Verified Demand Reduction (kW) | RRkWh | RRkW
MO West | 1429036 | 251.68 | 1316934 | 194.51 | 92% | 77%
MO Metro | 1020431 | 122.93 | 961292 | 112.63 | 94% | 92%
Total | 2449466 | 374.62 | 2278225 | 307.14 | 93% | 82%
Verified Gross and Net Annual Energy Savings (kWh)
Jurisdiction | NTG Ratio | Gross Verified Energy Savings (kWh) | Net Energy Savings (kWh)
MO West | 100% | 1316934 | 1316934
MO Metro | 100% | 961292 | 961292
Total | 100% | 2278225 | 2278225
Verified Gross and Net Peak Demand Reduction (kW)
Jurisdiction | NTG Ratio | Gross Verified Demand Reduction (kW) | Net Demand Reduction (kW)
MO West | 100% | 194.51 | 194.51
MO Metro | 100% | 112.63 | 112.63
Total | 100% | 307.14 | 307.14
Program Budget and Spending in 2021
Jurisdiction | 2021 Program Budget | 2021 Program Spending | 2021 Long Lead Spending | 2020 Long Lead Spending | Adjusted 2021 Spending | Percentage of Budget Spend
MO West | 891255 | 819532 | 99321 | 181781 | 737071 | 83%
MO Metro | 781827 | 670433 | 343909 | $155,818[1] | 858524 | 110%
Total | 1673082 | 1489965 | 443229 | 337599 | 1595595 | 95%
Average Percent Energy Savings by Jurisdiction
Jurisdiction | Total Energy Use | Verified Total kWh | % Savings
MO West | 5066223 | 1151951 | 23%
MO Metro | 8698245 | 961292 | 11%
Total | 13764468 | 2113243 | 15%

## HER
Evergy Evaluation, Measurement, and Verification Report – Appendix O: Databook
Home Energy Reports
Performance Metrics
Metric | PY2 Total | MO West | MO Metro | MO Metro Low Income
Number of Participants* | 255258 | 156279 | 90454 | 8525
Energy Savings (kWh)
Projected Energy Savings | 32862521 | 20355375 | 9579000 | 2928146
Reported Energy Savings | 41454763 | 23194337 | 17764315 | 496111
Gross Verified Energy Savings | 39309811 | 22654916 | 15173099 | 1481796
Net Verified Energy Savings | 39309811 | 22654916 | 15173099 | 1481796
Peak Demand Reduction (kW)
Projected Peak Demand Savings | 4116.02 | 2550 | 1200 | 366.02
Reported Peak Demand Savings | 8397.18 | 4302.65 | 3922.4 | 172.13
Gross Verified Peak Demand Savings | 6604.47 | 3806.27 | 2549.24 | 248.96
Net Verified Peak Demand Savings | 6604.47 | 3806.27 | 2549.24 | 248.96
Benefit / Cost Ratios
Total Resource Cost Test Ratio (HER) | 1.42 | 1.35 | 1.54 | -
Total Resource Cost Test Ratio (Income-Eligible HER) | 0.48 | - | 0.48 | -
Summary of Evergy Home Energy Report Program Participation
Jurisdiction | Cohort | Treatment Start Date | Number of Treatment Group Customers at EOY 2021 | Number of Control Group Customers at EOY 2021
MO West | 201309_e_gmo | 2013-09-01 | 29341 | 14924
| 201503_e_gmo | 2015-03-01 | 8164 | 5961
| 201604_e_gmo | 2016-04-01 | 44617 | 5614
| 201706_e_gmo | 2017-06-01 | 14132 | 6622
| 201904_e_gmo | 2019-04-01 | 37889 | 14958
| 202002_e_gmo | 2020-03-01 | 22136 | 8818
MO Metro | 201407_e_high_users | 2014-04-01 | 49889 | 6678
| 201503_e_kmo | 2015-05-01 | 3229 | 2561
| 201607_e_kmo | 2016-06-01 | 7011 | 4542
| 202002_e_kmo | 2020-07-01 | 30325 | 15392
MO Metro: Low-Income | 201407_e_low_income | 2014-08-01 | 8525 | 5213
Total |  |  | 255258 | 91283
Home Energy Report Program Impact Evaluation Results
Cohort | Reported kWh Savings (kWh) | Reported Demand Savings (kW) | Verified kWh Savings (kWh) | Verified Demand Savings (kW) | Verified kWh Realization Rate | Verified kW Realization Rate
kcpl_201309_e_gmo | 5922946 | 318.29 | 5883888 | 988.56 | 99.34% | 310.6%
kcpl_201503_e_gmo | 2656010 | 624.15 | 2375501 | 399.11 | 89.44% | 63.94%
kcpl_201604_e_gmo | 6814757 | 1411.53 | 6573844 | 1104.48 | 96.46% | 78.25%
kcpl_her_201706_e_gmo | 1665300 | 391.61 | 1831177 | 307.66 | 110% | 78.56%
kcpl_her_201904_e_gmo | 5651102 | 1546.56 | 4167894 | 700.25 | 73.75% | 45.28%
kcpl_her_202002_e_gmo | 484222 | 10.51 | 1822613 | 306.22 | 376.4% | 2914%
kcpl_201407_e_high_users | 14798248 | 3412.53 | 12302853 | 2067.01 | 83.14% | 60.57%
kcpl_201503_e_kmo | 607544 | 56.75 | 0 | 0 | 0% | 0%
kcpl_201607_e_kmo | 1161158 | 252.87 | 1714241 | 288.01 | 147.6% | 113.9%
kcpl_her_202002_e_kmo | 1197365 | 200.25 | 1156005 | 194.22 | 96.55% | 96.99%
kcpl_201407_e_low_income | 496111 | 172.13 | 1481796 | 248.96 | 298.7% | 144.6%
Total | 41454763 | 8397.18 | 39309811 | 6604.47 | 94.83% | 78.65%
Treatment Group Customer Counts by Cohort - Missouri West
Restriction | 201309_E | 201503_E | 201604_E | 201706_E | 201904_E | 202002_E
All accounts listed as active in the program during PY2 | 29341 | 8164 | 44617 | 14132 | 37889 | 22136
After true-up, calendarization, and outlier removal | 29336 | 8163 | 44602 | 14122 | 37876 | 22119
After removing customers with an insufficient amount of billing data | 27158 | 7726 | 41611 | 12769 | 28132 | 11467
Treatment Group Customer Counts by Cohort – Missouri Metro
Restriction | 201407_E_High_Users | 201503_E_KMO | 201607_E | 202002_E_KMO
All accounts listed as active in the program during PY2 | 49889 | 3229 | 7011 | 30325
After true-up, calendarization, and outlier removal | 49872 | 3226 | 7007 | 30315
After removing customers with an insufficient amount of billing data | 46361 | 2827 | 6191 | 20456
Treatment Group Customer Counts by Cohort - Missouri Metro (Low Income)
Restriction | 201407_E_Low_Income
All accounts listed as active in the program during PY2 | 8525
After fixing acct active and inactive dates | 8515
After removing customers with an insufficient amount of billing data | 7593
201309_E Cohort T-Test Results – Missouri West
Pre-Period Month | Treatment Group Average Daily Usage (kWh/day) | Control Group Average Daily Usage (kWh/day) | Average Daily Usage Difference (kWh/day) | P-value | Significant Difference?
January | 48.6739 | 48.9379 | -0.264 | 0.3559 | No
February | 46.7417 | 46.9855 | -0.2438 | 0.3841 | No
March | 44.4908 | 44.7066 | -0.2159 | 0.4074 | No
April | 38.0128 | 38.2449 | -0.2321 | 0.2355 | No
May | 36.967 | 37.1948 | -0.2278 | 0.1381 | No
June | 47.2278 | 47.5697 | -0.3419 | 0.067 | No
July | 56.6724 | 57.1085 | -0.4362 | 0.0469 | Yes
August | 55.6301 | 56.0774 | -0.4473 | 0.0268 | Yes
September | 39.9495 | 40.2749 | -0.3255 | 0.0378 | Yes
October | 33.0954 | 33.2673 | -0.1719 | 0.2277 | No
November | 39.3791 | 39.5778 | -0.1987 | 0.316 | No
December | 47.3312 | 47.5788 | -0.2476 | 0.3475 | No
201503_E_GMO Cohort T-Test Results – Missouri West
Pre-Period Month | Treatment Group Average Daily Usage (kWh/day) | Control Group Average Daily Usage (kWh/day) | Average Daily Usage Difference (kWh/day) | P-value | Significant Difference?
January | 81.82 | 82.0368 | -0.2132 | 0.7264 | No
February | 78.99 | 80.1693 | -1.1822 | 0.4853 | No
March | 67.46 | 67.7365 | -0.2795 | 0.5346 | No
April | 47.9 | 48.0313 | -0.1263 | 0.6255 | No
May | 50.7 | 50.9586 | -0.2588 | 0.3984 | No
June | 60.59 | 61.0175 | -0.4323 | 0.2706 | No
July | 64.26 | 64.8129 | -0.5565 | 0.1767 | No
August | 66.37 | 67.1212 | -0.7542 | 0.0726 | No
September | 49.42 | 49.6819 | -0.2603 | 0.4122 | No
October | 42.6 | 42.7598 | -0.1598 | 0.5135 | No
November | 69.07 | 69.196 | -0.1295 | 0.7812 | No
December | 80.15 | 80.1467 | 0.0066 | 0.9904 | No
201604_E_GMO Cohort T-Test Results – Missouri West
Pre-Period Month | Treatment Group Average Daily Usage (kWh/day) | Control Group Average Daily Usage (kWh/day) | Average Daily Usage Difference (kWh/day) | P-value | Significant Difference?
January | 29.6282 | 29.9109 | -0.2827 | 0.2208 | No
February | 26.3992 | 26.6104 | -0.2112 | 0.3061 | No
March | 21.6348 | 21.8192 | -0.1844 | 0.459 | No
April | 20.6365 | 20.7033 | -0.0668 | 0.5988 | No
May | 23.3411 | 23.415 | -0.0739 | 0.6043 | No
June | 36.6942 | 36.7171 | -0.0229 | 0.9104 | No
July | 44.9085 | 45.1043 | -0.1958 | 0.4035 | No
August | 40.0844 | 40.2738 | -0.1894 | 0.3793 | No
September | 31.4873 | 31.6637 | -0.1764 | 0.3316 | No
October | 22.0437 | 22.1883 | -0.1446 | 0.2684 | No
November | 24.406 | 24.4845 | -0.0785 | 0.6334 | No
December | 28.4114 | 28.5387 | -0.1273 | 0.5312 | No
201706_E_GMO Cohort T-Test Results – Missouri West
Pre-Period Month | Treatment Group Average Daily Usage (kWh/day) | Control Group Average Daily Usage (kWh/day) | Average Daily Usage Difference (kWh/day) | P-value | Significant Difference?
January | 23.4245 | 23.2509 | 0.1735 | 0.5801 | No
February | 20.5982 | 20.7129 | -0.1146 | 0.6829 | No
March | 19.1068 | 18.9489 | 0.1578 | 0.5213 | No
April | 17.5738 | 17.4403 | 0.1335 | 0.5152 | No
May | 19.8482 | 19.9043 | -0.0561 | 0.8052 | No
June | 24.6531 | 24.6545 | -0.0015 | 0.9979 | No
July | 35.4903 | 35.4852 | 0.0051 | 0.9874 | No
August | 31.8068 | 31.8913 | -0.0845 | 0.7825 | No
September | 24.719 | 24.7359 | -0.0169 | 0.9474 | No
October | 17.853 | 17.8568 | -0.0038 | 0.9845 | No
November | 19.8264 | 19.735 | 0.0914 | 0.7108 | No
December | 24.1205 | 23.8858 | 0.2346 | 0.458 | No
201904_E_GMO Cohort T-Test Results – Missouri West
Pre-Period Month | Treatment Group Average Daily Usage (kWh/day) | Control Group Average Daily Usage (kWh/day) | Average Daily Usage Difference (kWh/day) | P-value | Significant Difference?
January | 36.604 | 36.6339 | -0.03 | 0.92 | No
February | 36.6303 | 36.6666 | -0.036 | 0.91 | No
March | 32.6254 | 32.7508 | -0.125 | 0.64 | No
April | 31.1637 | 26.2598 | 4.904 | 0.01 | Yes
May | 34.8803 | 35.1049 | -0.225 | 0.29 | No
June | 46.0171 | 46.2344 | -0.217 | 0.39 | No
July | 46.6651 | 46.7176 | -0.053 | 0.83 | No
August | 41.2885 | 41.366 | -0.078 | 0.73 | No
September | 33.4958 | 33.4494 | 0.046 | 0.8 | No
October | 26.0048 | 25.911 | 0.094 | 0.54 | No
November | 31.9684 | 32.0284 | -0.06 | 0.8 | No
December | 35.2464 | 35.2717 | -0.025 | 0.93 | No
200200_E_GMO Cohort T-Test Results – Missouri West
Pre-Period Month | Treatment Group Average Daily Usage (kWh/day) | Control Group Average Daily Usage (kWh/day) | Average Daily Usage Difference (kWh/day) | P-value | Significant Difference?
January | 48.5709 | 48.6565 | -0.0857 | 0.8556 | No
February | 50.3725 | 51.0466 | -0.6741 | 0.2179 | No
March | 43.2468 | 43.3851 | -0.1383 | 0.7961 | No
April | 32.6029 | 32.7639 | -0.161 | 0.6087 | No
May | 34.4667 | 34.4984 | -0.0318 | 0.9102 | No
June | 49.0617 | 48.8486 | 0.2131 | 0.539 | No
July | 53.5201 | 53.3311 | 0.189 | 0.5856 | No
August | 48.4224 | 48.3815 | 0.0409 | 0.8944 | No
September | 39.3283 | 39.2377 | 0.0905 | 0.733 | No
October | 33.7265 | 33.7807 | -0.0542 | 0.8131 | No
November | 39.1044 | 39.1826 | -0.0782 | 0.8228 | No
December | 45.2857 | 45.3026 | -0.0168 | 0.9675 | No
201407_E_High_Users Cohort T-Test Results – Missouri Metro
Pre-Period Month | Treatment Group Average Daily Usage (kWh/day) | Control Group Average Daily Usage (kWh/day) | Average Daily Usage Difference (kWh/day) | P-value | Significant Difference?
January | 33.55 | 33.3878 | 0.16 | 0.5545 | No
February | 31.96 | 31.7025 | 0.26 | 0.3306 | No
March | 27.75 | 27.4406 | 0.31 | 0.1702 | No
April | 24.27 | 24.045 | 0.23 | 0.192 | No
May | 30.09 | 29.7547 | 0.33 | 0.1165 | No
June | 36.33 | 35.7483 | 0.58 | 0.0824 | No
July | 45.35 | 44.8021 | 0.55 | 0.0445 | Yes
August | 44.13 | 43.5968 | 0.53 | 0.0495 | Yes
September | 36.71 | 36.1863 | 0.52 | 0.0207 | Yes
October | 25.57 | 25.2714 | 0.3 | 0.0883 | No
November | 29.2 | 28.9177 | 0.29 | 0.2139 | No
December | 33.54 | 33.3135 | 0.22 | 0.4055 | No
201503_E_KMO Cohort T-Test Results – Missouri Metro
Pre-Period Month | Treatment Group Average Daily Usage (kWh/day) | Control Group Average Daily Usage (kWh/day) | Average Daily Usage Difference (kWh/day) | P-value | Significant Difference?
January | 31.6045 | 31.12 | 0.4799 | 0.4079 | No
February | 30.0697 | 30.39 | -0.3243 | 0.6957 | No
March | 26.5393 | 26.36 | 0.1744 | 0.7314 | No
April | 22.383 | 22.62 | -0.2381 | 0.5231 | No
May | 26.9668 | 27.36 | -0.3886 | 0.3501 | No
June | 34.8864 | 35.68 | -0.7958 | 0.122 | No
July | 37.9421 | 39.01 | -1.068 | 0.0478 | Yes
August | 39.0578 | 39.92 | -0.866 | 0.1123 | No
September | 28.5041 | 29.01 | -0.5059 | 0.2281 | No
October | 22.4373 | 22.68 | -0.2466 | 0.4804 | No
November | 28.9046 | 28.82 | 0.0799 | 0.8774 | No
December | 32.2244 | 31.7 | 0.5239 | 0.3659 | No
201607_E Cohort T-Test Results – Missouri Metro
Pre-Period Month | Treatment Group Average Daily Usage (kWh/day) | Control Group Average Daily Usage (kWh/day) | Average Daily Usage Difference (kWh/day) | P-value | Significant Difference?
January | 26.2254 | 26.2246 | 0.0008 | 0.9987 | No
February | 23.7175 | 23.953 | -0.2356 | 0.5924 | No
March | 20.2743 | 20.2151 | 0.0592 | 0.867 | No
April | 18.019 | 17.9457 | 0.0732 | 0.797 | No
May | 21.0736 | 20.9891 | 0.0845 | 0.7863 | No
June | 30.4279 | 30.3287 | 0.0992 | 0.8557 | No
July | 34.27 | 33.7587 | 0.5113 | 0.2631 | No
August | 31.268 | 30.9496 | 0.3185 | 0.4549 | No
September | 24.3125 | 24.0904 | 0.2221 | 0.5247 | No
October | 18.6777 | 18.53 | 0.1476 | 0.5978 | No
November | 22.0164 | 22.1107 | -0.0943 | 0.8041 | No
December | 25.303 | 25.5768 | -0.2738 | 0.5437 | No
202002_E_KMO Cohort T-Test Results – Missouri Metro
Pre-Period Month | Treatment Group Average Daily Usage (kWh/day) | Control Group Average Daily Usage (kWh/day) | Average Daily Usage Difference (kWh/day) | P-value | Significant Difference?
January | 44.9272 | 44.8709 | 0.0563 | 0.8429 | No
February | 44.7583 | 44.6918 | 0.0665 | 0.8303 | No
March | 39.3576 | 39.3058 | 0.0518 | 0.8515 | No
April | 31.583 | 31.651 | -0.068 | 0.7224 | No
May | 34.4015 | 34.6181 | -0.2167 | 0.1718 | No
June | 49.2337 | 49.3811 | -0.1474 | 0.4922 | No
July | 55.316 | 55.5221 | -0.2061 | 0.3878 | No
August | 50.6008 | 50.8301 | -0.2292 | 0.2998 | No
September | 41.5029 | 41.7391 | -0.2362 | 0.2373 | No
October | 34.113 | 34.2905 | -0.1775 | 0.2593 | No
November | 38.2333 | 38.5438 | -0.3105 | 0.1898 | No
December | 42.7039 | 42.9311 | -0.2271 | 0.3858 | No
201407_E_Low_Income Cohort T-Test Results – Missouri Metro (Low Income)
Pre-Period Month | Treatment Group Average Daily Usage (kWh/day) | Control Group Average Daily Usage (kWh/day) | Average Daily Usage Difference (kWh/day) | P-value | Significant Difference?
January | 34.6113 | 33.99 | 0.619 | 0.0979 | No
February | 33.3317 | 32.75 | 0.5788 | 0.1195 | No
March | 28.5855 | 28.46 | 0.1299 | 0.6866 | No
April | 23.4127 | 23.3 | 0.1098 | 0.6083 | No
May | 27.1627 | 27.13 | 0.034 | 0.8813 | No
June | 32.7706 | 32.87 | -0.0972 | 0.8039 | No
July | 41.5701 | 41.41 | 0.1601 | 0.6146 | No
August | 40.0415 | 39.88 | 0.1605 | 0.6026 | No
September | 33.4093 | 33.39 | 0.0187 | 0.9428 | No
October | 24.5649 | 24.65 | -0.0706 | 0.7338 | No
November | 30.0881 | 30.1 | -0.0079 | 0.9806 | No
December | 34.2511 | 34.01 | 0.2429 | 0.5091 | No
Downstream Double Counting Results by Cohort
Cohort | Average Treatment Household Annual Savings (kWh/year) | Average Control Household Annual Savings (kWh/year) | Average Household Annual Savings Adjustment (kWh/year) | Weighted Treatment Customers | Downstream Program Double Count Savings (kWh/year)
kcpl_201309_e_gmo | 45.7633 | 48.3901 | 2.6268 | 28724.31 | 75453
kcpl_201407_e_high_users | 35.8911 | 32.0848 | -3.8063 | 48181.54 | -183395
kcpl_201407_e_low_income | 23.8367 | 17.5541 | -6.2826 | 8106.55 | -50930
kcpl_201503_e_gmo | 56.6789 | 77.0021 | 20.3231 | 7901.4 | 160581
kcpl_201604_e_gmo | 34.637 | 24.3898 | -10.2472 | 42890.61 | -439510
kcpl_201607_e_kmo | 31.3011 | 24.5855 | -6.7156 | 6581.59 | -44199
kcpl_201706_e_gmo | 28.6195 | 33.8099 | 5.1903 | 13406.38 | 69584
kcpl_201904_e_gmo | 32.96 | 29.97 | -2.99 | 34939.17 | -104467
kcpl_202002_e_gmo_re | 29.8083 | 40.5187 | 10.7103 | 18747.3 | 200790
kcpl_202002_e_kmo_re | 33.5918 | 27.6432 | -5.9486 | 26024.43 | -154809
Total | - | - | - | 235503.28 | -470902
Summary of Discounted LED Survey Question Responses
Did Customer Receive a Discounted LED Bulb During PY2? | Control Group |  | Treatment Group
| Response Count | Percentage of Respondents | Response Count | Percent of Respondents
Yes | 66 | 19% | 61 | 17%
No | 244 | 71% | 250 | 70%
201309_E Cohort Regression Coefficients – Missouri West
Coefficient | Estimate | Std Error | T-Value | 5% | 95%
(Intercept) | 24.672 | 0.142 | 173.5 | 24.43 | 24.91
Post | -0.221 | 0.165 | -1.3 | -0.49 | 0.05
Treatment | -3.514 | 0.051 | -68.5 | -3.59 | -3.43
Post * Treatment | -0.554 | 0.063 | -8.8 | -0.66 | -0.45
CDD | 2.312 | 0.005 | 483.4 | 2.3 | 2.32
HDD | 0.728 | 0.002 | 375.6 | 0.72 | 0.73
Conditional R-Squared: 0.561
201309_E Cohort Verified Annual kWh Savings – Missouri West
Cohort | Annual Unadjusted Savings Per Home (kWh/year) | Double Counted Savings Adjustment (kWh/year) | Annual Adjusted Savings Per Home (kWh/year) | Annual Control Group Usage Per Home (kWh/year) | Annual Percent Savings Per Home
201309_e | 202.21 | 2.63 | 204.84 | 14846.24 | 1.38%
201508_E_GMO Cohort Regression Coefficients – Missouri West
Coefficient | Estimate | Std Error | T-Value | 5% | 95%
(Intercept) | 27.889 | 0.24 | 116.014 | 27.49 | 28.28
Post | -0.38 | 0.283 | -1.343 | -0.85 | 0.09
Treatment | -4.85 | 0.114 | -42.573 | -5.04 | -4.66
Post * Treatment | -0.768 | 0.15 | -5.134 | -1.01 | -0.52
CDD | 3.203 | 0.012 | 263.431 | 3.18 | 3.22
HDD | 1.585 | 0.005 | 338.686 | 1.58 | 1.59
Conditional R-Squared: 0.462
201503_E_GMO Cohort Verified Annual kWh Savings – Missouri West
Cohort | Annual Unadjusted Savings Per Home (kWh/year) | Double Counted Savings Adjustment (kWh/year) | Annual Adjusted Savings Per Home (kWh/year) | Annual Control Group Usage Per Home (kWh/year) | Annual Percent Savings Per Home
201503_e_gmo | 280.32 | 20.32 | 300.64 | 20996.74 | 1.43%
201604_E_GMO Cohort Regression Coefficients – Missouri West
Coefficient | Estimate | Std Error | T-Value | 5% | 95%
(Intercept) | 16.477 | 0.147 | 112.343 | 16.24 | 16.72
Post | -0.145 | 0.154 | -0.945 | -0.4 | 0.11
Treatment | -0.449 | 0.057 | -7.94 | -0.54 | -0.36
Post * Treatment | -0.448 | 0.06 | -7.474 | -0.55 | -0.35
CDD | 2.008 | 0.003 | 707.441 | 2 | 2.01
HDD | 0.412 | 0.001 | 336.782 | 0.41 | 0.41
Conditional R-Squared: 0.605
201604_E_GMO Cohort Verified Annual kWh Savings – Missouri West
Cohort | Annual Unadjusted Savings Per Home (kWh/year) | Double Counted Savings Adjustment (kWh/year) | Annual Adjusted Savings Per Home (kWh/year) | Annual Control Group Usage Per Home (kWh/year) | Annual Percent Savings Per Home
201604_e_gmo | 163.52 | -10.25 | 153.27 | 11029.43 | 1.39%
201706_E_GMO Cohort Regression Coefficients – Missouri West
Coefficient | Estimate | Std Error | T-Value | 5% | 95%
(Intercept) | 12.11 | 0.207 | 58.559 | 11.77 | 12.45
Post | 0.098 | 0.246 | 0.399 | -0.31 | 0.5
Treatment | 1.508 | 0.052 | 29.265 | 1.42 | 1.59
Post * Treatment | -0.36 | 0.062 | -5.781 | -0.46 | -0.26
CDD | 1.547 | 0.004 | 358.172 | 1.54 | 1.55
HDD | 0.369 | 0.002 | 202.525 | 0.37 | 0.37
Conditional R-Squared: 0.741
201706_E_GMO Cohort Verified Annual kWh Savings – Missouri West
Cohort | Annual Unadjusted Savings Per Home (kWh/year) | Double Counted Savings Adjustment (kWh/year) | Annual Adjusted Savings Per Home (kWh/year) | Annual Control Group Usage Per Home (kWh/year) | Annual Percent Savings Per Home
201706_e_gmo | 131.4 | 5.19 | 136.59 | 9104.76 | 1.5%
201904_E_GMO Cohort Regression Coefficients – Missouri West
Coefficient | Estimate | Std Error | T-Value | 5% | 95%
(Intercept) | 16.985 | 0.165 | 102.697 | 16.71 | 17.26
Post | -0.084 | 0.186 | -0.453 | -0.39 | 0.22
Treatment | 1.182 | 0.054 | 22.004 | 1.09 | 1.27
Post * Treatment | -0.335 | 0.063 | -5.338 | -0.44 | -0.23
CDD | 2.069 | 0.005 | 451.357 | 2.06 | 2.08
HDD | 0.576 | 0.002 | 311.576 | 0.57 | 0.58
Conditional R-Squared: 0.634
201904_E_GMO Cohort Verified Annual kWh Savings – Missouri West
Cohort | Annual Unadjusted Savings Per Home (kWh/year) | Double Counted Savings Adjustment (kWh/year) | Annual Adjusted Savings Per Home (kWh/year) | Annual Control Group Usage Per Home (kWh/year) | Annual Percent Savings Per Home
201904_e_gmo | 122.28 | -2.99 | 119.29 | 12622.48 | 0.95%
202002_E_GMO Cohort Regression Coefficients – Missouri West
Coefficient | Estimate | Std Error | T-Value | 5% | 95%
(Intercept) | 21.959 | 0.217 | 101.345 | 21.6 | 22.32
Post | -0.04 | 0.238 | -0.169 | -0.43 | 0.35
Treatment | 1.392 | 0.099 | 14.028 | 1.23 | 1.55
Post * Treatment | -0.237 | 0.116 | -2.037 | -0.43 | -0.05
CDD | 2.244 | 0.008 | 294.794 | 2.23 | 2.26
HDD | 0.802 | 0.003 | 233.421 | 0.8 | 0.81
Conditional R-Squared: 0.504
202002_E_GMO Cohort Verified Annual kWh Savings – Missouri West
Cohort | Annual Unadjusted Savings Per Home (kWh/year) | Annual Double Counted Savings Per Home (kWh/year) | Annual Adjusted Savings Per Home (kWh/year) | Annual Control Group Usage Per Home (kWh/year) | Annual Percent Savings Per Home
202002_e_gmo | 86.51 | 10.71 | 97.22 | 15912.24 | 0.61%
201407_E_High_Users Cohort Regression Coefficients – Missouri Metro
Coefficient | Estimate | Std Error | T-Value | 5% | 95%
(Intercept) | 18.547 | 0.186 | 99.489 | 18.24 | 18.85
Post | 0.293 | 0.196 | 1.493 | -0.03 | 0.62
Treatment | -2.126 | 0.057 | -37.428 | -2.22 | -2.03
Post * Treatment | -0.71 | 0.06 | -11.758 | -0.81 | -0.61
CDD | 1.826 | 0.003 | 660.752 | 1.82 | 1.83
HDD | 0.378 | 0.001 | 336.691 | 0.38 | 0.38
Conditional R-Squared: 0.680
201407_E_High_Users Cohort Verified Annual kWh Savings – Missouri Metro
Cohort | Annual Unadjusted Savings Per Home (kWh/year) | Double Counted Savings Adjustment (kWh/year) | Annual Adjusted Savings Per Home (kWh/year) | Annual Control Group Usage Per Home (kWh/year) | Annual Percent Savings Per Home
201407_e_high_users | 259.15 | -3.81 | 255.34 | 11046.79 | 2.31%
201503_E_KMO Cohort Regression Coefficients – Missouri Metro
Coefficient | Estimate | Std Error | T-Value | 5% | 95%
(Intercept) | 16.72 | 0.321 | 52.018 | 16.19 | 17.25
Post | -0.367 | 0.409 | -0.897 | -1.04 | 0.31
Treatment | 0.965 | 0.104 | 9.284 | 0.79 | 1.14
Post * Treatment | 0.119 | 0.138 | 0.86 | -0.11 | 0.35
CDD | 1.684 | 0.01 | 170.428 | 1.67 | 1.7
HDD | 0.432 | 0.004 | 100.109 | 0.42 | 0.44
Conditional R-Squared: 0.623
201607_E Cohort Regression Coefficients – Missouri Metro
Coefficient | Estimate | Std Error | T-Value | 5% | 95%
(Intercept) | 13.697 | 0.282 | 48.62 | 13.23 | 14.16
Post | 0.154 | 0.353 | 0.434 | -0.43 | 0.73
Treatment | 1.683 | 0.073 | 23.064 | 1.56 | 1.8
Post * Treatment | -0.732 | 0.093 | -7.849 | -0.88 | -0.58
CDD | 1.295 | 0.006 | 212.757 | 1.28 | 1.3
HDD | 0.391 | 0.003 | 133.764 | 0.39 | 0.4
Conditional R-Squared: 0.714
201607_E Cohort Verified Annual kWh Savings – Missouri Metro
Cohort | Annual Unadjusted Savings Per Home (kWh/year) | Double Counted Savings Adjustment (kWh/year) | Annual Adjusted Savings Per Home (kWh/year) | Annual Control Group Usage Per Home (kWh/year) | Annual Percent Savings Per Home
201607_e | 267.18 | -6.72 | 260.46 | 9796.61 | 2.66%
202002_E_KMO Cohort Fixed-Effects Regression Coefficients – Missouri Metro
Coefficient | Estimate | Std Error | T-Value | 5% | 95%
(Intercept) | 23.881 | 0.134 | 178.426 | 23.66 | 24.1
Post | -0.156 | 0.151 | -1.035 | -0.4 | 0.09
Treatment | -0.245 | 0.063 | -3.913 | -0.35 | -0.14
Post * Treatment | -0.138 | 0.077 | -1.796 | -0.26 | -0.01
CDD | 2.014 | 0.005 | 415.215 | 2.01 | 2.02
HDD | 0.651 | 0.002 | 271.007 | 0.65 | 0.65
Conditional R-Squared: 0.476
202002_E_KMO Cohort Verified Annual kWh Savings – Missouri Metro
Cohort | Annual Unadjusted Savings Per Home (kWh/year) | Annual Double Counted Savings Per Home (kWh/year) | Annual Adjusted Savings Per Home (kWh/year) | Annual Control Group Usage Per Home (kWh/year) | Annual Percent Savings Per Home
202002_e_kmo | 50.37 | -5.95 | 44.42 | 15420.52 | 0.29%
201407_E_Low_Income Cohort Regression Coefficients – Missouri Metro (Low Income)
Coefficient | Estimate | Std Error | T-Value | 5% | 95%
(Intercept) | 16.978 | 0.191 | 89.09 | 16.66 | 17.29
Post | 0.166 | 0.227 | 0.729 | -0.21 | 0.54
Treatment | -1.418 | 0.073 | -19.533 | -1.54 | -1.29
Post * Treatment | -0.518 | 0.092 | -5.636 | -0.67 | -0.37
CDD | 1.623 | 0.006 | 259.624 | 1.61 | 1.63
HDD | 0.462 | 0.003 | 178.219 | 0.46 | 0.47
Conditional R-Squared: 0.542
201407_E_Low_Income Cohort Verified Annual kWh Savings – Missouri Metro (Low-Income)
Cohort | Annual Unadjusted Savings Per Home (kWh/year) | Double Counted Savings Adjustment (kWh/year) | Annual Adjusted Savings Per Home (kWh/year) | Annual Control Group Usage Per Home (kWh/year) | Annual Percent Savings Per Home
201407_e_low_income | 189.07 | -6.28 | 182.79 | 10796.96 | 1.69%
Program Savings Summary by Cohort – Missouri West
Cohort | Weighted Customers | Annual Adjusted Household Savings (kWh) | Program Savings (kWh)
201309_e_gmo | 28724.31 | 204.84 | 5883888
201503_e_gmo | 7901.4 | 300.64 | 2375501
201604_e_gmo | 42890.61 | 153.27 | 6573844
201706_e_gmo | 13406.38 | 136.59 | 1831177
201904_e_gmo | 34939.17 | 119.29 | 4167894
202002_e_gmo | 18747.3 | 97.22 | 1822613
Total | 146609 | - | 22654916
Program Savings Summary by Cohort – Missouri Metro
Cohort | Weighted Customers | Annual Adjusted Household Savings (kWh) | Program Savings (kWh)
201407_e_high_users | 48181.54 | 255.34 | 12302853
201503_e_kmo | 3043.9 | 0 | 0
201607_e_kmo | 6581.59 | 260.46 | 1714241
202002_e_kmo | 26024.43 | 44.42 | 1156005
Total | 80788 | - | 15173099
Program Savings Summary – Missouri Metro (Low-Income)
Cohort | Weighted Customers | Annual Adjusted Household Savings (kWh) | Program Savings (kWh)
201407_e_low_income | 8106.55 | 182.79 | 1481796
Demand Savings by Cohort
Cohort | Savings in August (kWh) | Hours in August | Multiplier | Demand Savings per Household (kW) | Weighted Treatment Customers | Reported Demand Savings (kW)
kcpl_201309_e_gmo | 17.07 | 744 | 1.5 | 0.03 | 28724.31 | 988.56
kcpl_201503_e_gmo | 25.05 | 744 | 1.5 | 0.05 | 7901.4 | 399.11
kcpl_201604_e_gmo | 12.77 | 744 | 1.5 | 0.03 | 42890.61 | 1104.48
kcpl_her_201706_e_gmo | 11.38 | 744 | 1.5 | 0.02 | 13406.38 | 307.66
kcpl_her_201904_e_gmo | 9.94 | 744 | 1.5 | 0.02 | 34939.17 | 700.25
kcpl_her_202002_e_gmo | 8.1 | 744 | 1.5 | 0.03 | 18747.3 | 306.22
kcpl_201407_e_high_users | 21.28 | 744 | 1.5 | 0.04 | 48181.54 | 2067.01
kcpl_201607_e_kmo | 21.71 | 744 | 1.5 | 0.04 | 6581.59 | 288.01
kcpl_her_202002_e_kmo | 3.7 | 744 | 1.5 | 0.01 | 26024.43 | 194.22
kcpl_201407_e_low_income | 15.23 | 744 | 1.5 | 0.03 | 8106.55 | 248.96
Total | - | - | - | - | 238546.18 | 6604.47
Reported and Verified Demand Savings by Cohort
Cohort | Reported Demand Savings (kW) | Verified Demand Savings (kW) | Verified kW Realization Rate
kcpl_201309_e_gmo | 318.29 | 988.56 | 310.6%
kcpl_201503_e_gmo | 624.15 | 399.11 | 63.94%
kcpl_201604_e_gmo | 1411.53 | 1104.48 | 78.25%
kcpl_her_201706_e_gmo | 391.61 | 307.66 | 78.56%
kcpl_her_201904_e_gmo | 1546.56 | 700.25 | 45.28%
kcpl_her_202002_e_gmo | 10.51 | 306.22 | 2914%
kcpl_201407_e_high_users | 3412.53 | 2067.01 | 60.57%
kcpl_201503_e_kmo | 56.75 | 0 | 0%
kcpl_201607_e_kmo | 252.87 | 288.01 | 113.9%
kcpl_her_202002_e_kmo | 200.25 | 194.22 | 96.99%
kcpl_201407_e_low_income | 172.13 | 248.96 | 144.6%
Total | 8397.18 | 6604.47 | 78.65%
Program Moveout Rates by Program Year
Period | Treatment Customers | Control Customers | Treatment Moveout Percent | Control Moveout Percent
2021 | 30880 | 12199 | 7.09% | 7.8%
Since Inception | 211377 | 78120 | 48.54% | 49.93%
Moveout Rates by Cohort
Cohort | Treatment Customers | Control Customers | Treatment Moveout Customers | Control Moveout Customers | Treatment Moveout Percent | Control Moveout Percent
201309_e_gmo | 59281 | 29758 | 1933 | 1019 | 3.26% | 3.42%
201407_e_high_users | 91328 | 12199 | 3441 | 471 | 3.77% | 3.86%
201407_e_low_income | 20366 | 12213 | 780 | 456 | 3.83% | 3.73%
201503_e_gmo | 13238 | 9655 | 528 | 396 | 3.99% | 4.1%
201503_e_kmo | 12216 | 9675 | 380 | 296 | 3.11% | 3.06%
201604_e_gmo | 77395 | 9702 | 3596 | 478 | 4.65% | 4.93%
201607_e_kmo | 17317 | 11097 | 863 | 546 | 4.98% | 4.92%
201706_e_gmo | 25001 | 11595 | 1610 | 751 | 6.44% | 6.48%
201904_e_gmo | 59704 | 23451 | 5984 | 2323 | 10.02% | 9.91%
202002_e_gmo | 24842 | 9738 | 4959 | 2010 | 19.96% | 20.64%
202002_e_kmo | 34770 | 17390 | 6806 | 3453 | 19.57% | 19.86%
Reported and Verified Gross Energy and Demand Savings
Service Jurisdiction | Reported Energy Savings (kWh) | Reported Demand Reduction (kW) | Verified Energy Savings (kWh) | Verified Demand Reduction (kW) | Verified kWh Realization Rate | Verified kW Realization Rate
MO West | 23194337 | 4302.65 | 22654916 | 3806.27 | 97.67% | 88.46%
MO Metro | 17764315 | 3922.4 | 15173099 | 2549.24 | 85.41% | 64.99%
MO Metro Low-Income | 496111 | 172.13 | 1481796 | 248.96 | 298.7% | 144.6%
Total | 41454763 | 8397.18 | 39309811 | 6604.47 | 94.83% | 78.65%

## BDR
Evergy Evaluation, Measurement, and Verification Report – Appendix O: Databook
Business Demand Response
Performance Metrics
Metric | PY2 Total | MO West | MO Metro
Number of Participants* | 160 | 142 | 18
Energy Savings (kWh)
Targeted Energy Savings | 0 | 0 | 0
Reported Energy Savings | 0 | 0 | 0
Gross Verified Energy Savings | 0 | 0 | 0
Net Verified Energy Savings | 0 | 0 | 0
Peak Demand Reduction (kW)
Targeted Peak Demand Reduction | 67092 | 52092 | 15000
Reported Peak Demand Reduction | 73600.6 | 50387.5 | 23213.1
Gross Verified Peak Demand Reduction | 73618.76 | 51094.86 | 22523.9
Net Verified Peak Demand Reduction | 73618.76 | 51094.86 | 22523.9
Benefit / Cost Ratios
Total Resource Cost Test Ratio | 2.28 | 2.45 | 1.97
Program Goal Savings by Year, Missouri Metro
Program Year | Energy Savings Goal (kWh) | Peak Demand Reductions Goal (kW)
2020 | 0 | 15000
2021 | 0 | 15000
2022 | 0 | 15000
Total | 0 | 45000
Program Goal Savings by Year, Missouri West
Program Year | Energy Savings Goal (kWh) | Peak Demand Reductions Goal (kW)
2020 | 0 | 49488
2021 | 0 | 52092
2022 | 0 | 54834
Total | 0 | 156414
Device Types by Service Area
Jurisdiction | Number of Service Point IDs | Number of Participants
MO West | 404 | 142
MO Metro | 105 | 18
Total | 509 | 160
Baselines
Days in Lookback Window | Days Selected from Lookback Window | Day Type | Hours Used to Determine Baseline Day Selection | Load Adjustment | Load Adjustment Min | Load Adjustment Max
4 | 3 | Any weekday | 2-6pm | None | - | -
9 | 2 | Any weekday | 2-6pm | Usage based - Multiplicative | 0.8 | 1.2
3 | 3 | Similar day of week | 2-6pm | Usage based - Multiplicative | - | -
10 | 3 | Any weekday | 2-6pm | Usage based - Multiplicative | - | -
3 | 2 | Same day of week | 12-8pm | None | - | -
2 | 2 | Any weekday | 2-6pm | Usage based - Multiplicative | 0.8 | 1.2
4 | 3 | Same day of week | 2-6pm | Usage based - Multiplicative | 0.7 | 1.3
8 | 2 | Similar day of week | 12-3pm | Usage based - Multiplicative | 0.8 | 1.2
4 | 2 | Same day of week | 2-6pm | Usage based - Multiplicative | 0.8 | 1.2
9 | 2 | Any weekday | 2-6pm | Usage based - Multiplicative | 0.7 | 1.3
BDR Savings Summary
Days in Lookback Window | Days Selected from Lookback Window | Day Type | Hours Used to Determine Baseline Days | Load Adjustment | Load Adj. Min | Load Adj. Max
4 | 3 | Any weekday | 2-6pm | None | NA | NA
4 | 3 | Any weekday | 2-6pm | Usage Based - Additive | 0.8 | 1.2
4 | 3 | Any weekday | 2-6pm | Usage Based - Additive | 0.7 | 1.3
4 | 3 | Any weekday | 2-6pm | Usage Based - Additive | NA | NA
4 | 3 | Any weekday | 2-6pm | Usage Based - Multiplicative | 0.8 | 1.2
4 | 3 | Any weekday | 2-6pm | Usage Based - Multiplicative | 0.7 | 1.3
4 | 3 | Any weekday | 2-6pm | Usage Based - Multiplicative | NA | NA
4 | 3 | Any weekday | 2-6pm | Weather Based | NA | NA
9 | 2 | Any weekday | 2-6pm | None | NA | NA
9 | 2 | Any weekday | 2-6pm | Usage Based - Additive | 0.8 | 1.2
9 | 2 | Any weekday | 2-6pm | Usage Based - Additive | 0.7 | 1.3
9 | 2 | Any weekday | 2-6pm | Usage Based - Additive | NA | NA
9 | 2 | Any weekday | 2-6pm | Usage Based - Multiplicative | 0.8 | 1.2
9 | 2 | Any weekday | 2-6pm | Usage Based - Multiplicative | 0.7 | 1.3
9 | 2 | Any weekday | 2-6pm | Usage Based - Multiplicative | NA | NA
9 | 2 | Any weekday | 2-6pm | Weather Based | NA | NA
10 | 3 | Any weekday | 2-6pm | None | NA | NA
10 | 3 | Any weekday | 2-6pm | Usage Based - Additive | 0.8 | 1.2
10 | 3 | Any weekday | 2-6pm | Usage Based - Additive | 0.7 | 1.3
10 | 3 | Any weekday | 2-6pm | Usage Based - Additive | NA | NA
10 | 3 | Any weekday | 2-6pm | Usage Based - Multiplicative | 0.8 | 1.2
10 | 3 | Any weekday | 2-6pm | Usage Based - Multiplicative | 0.7 | 1.3
10 | 3 | Any weekday | 2-6pm | Usage Based - Multiplicative | NA | NA
10 | 3 | Any weekday | 2-6pm | Weather Based | NA | NA
2 | 2 | Any weekday | 2-6pm | None | NA | NA
2 | 2 | Any weekday | 2-6pm | Usage Based - Additive | 0.8 | 1.2
2 | 2 | Any weekday | 2-6pm | Usage Based - Additive | 0.7 | 1.3
2 | 2 | Any weekday | 2-6pm | Usage Based - Additive | NA | NA
2 | 2 | Any weekday | 2-6pm | Usage Based - Multiplicative | 0.8 | 1.2
2 | 2 | Any weekday | 2-6pm | Usage Based - Multiplicative | 0.7 | 1.3
2 | 2 | Any weekday | 2-6pm | Usage Based - Multiplicative | NA | NA
2 | 2 | Any weekday | 2-6pm | Weather Based | NA | NA
7 | 5 | Any weekday | 12-8pm | None | NA | NA
7 | 5 | Any weekday | 12-8pm | Usage Based - Additive | 0.8 | 1.2
7 | 5 | Any weekday | 12-8pm | Usage Based - Additive | 0.7 | 1.3
7 | 5 | Any weekday | 12-8pm | Usage Based - Additive | NA | NA
7 | 5 | Any weekday | 12-8pm | Usage Based - Multiplicative | 0.8 | 1.2
7 | 5 | Any weekday | 12-8pm | Usage Based - Multiplicative | 0.7 | 1.3
7 | 5 | Any weekday | 12-8pm | Usage Based - Multiplicative | NA | NA
7 | 5 | Any weekday | 12-8pm | Weather Based | NA | NA
10 | 5 | Any weekday | 12-3pm | None | NA | NA
10 | 5 | Any weekday | 12-3pm | Usage Based - Additive | 0.8 | 1.2
10 | 5 | Any weekday | 12-3pm | Usage Based - Additive | 0.7 | 1.3
10 | 5 | Any weekday | 12-3pm | Usage Based - Additive | NA | NA
10 | 5 | Any weekday | 12-3pm | Usage Based - Multiplicative | 0.8 | 1.2
10 | 5 | Any weekday | 12-3pm | Usage Based - Multiplicative | 0.7 | 1.3
10 | 5 | Any weekday | 12-3pm | Usage Based - Multiplicative | NA | NA
10 | 5 | Any weekday | 12-3pm | Weather Based | NA | NA
3 | 3 | Similar day of week | 2-6pm | None | NA | NA
3 | 3 | Similar day of week | 2-6pm | Usage Based - Additive | 0.8 | 1.2
3 | 3 | Similar day of week | 2-6pm | Usage Based - Additive | 0.7 | 1.3
3 | 3 | Similar day of week | 2-6pm | Usage Based - Additive | NA | NA
3 | 3 | Similar day of week | 2-6pm | Usage Based - Multiplicative | 0.8 | 1.2
3 | 3 | Similar day of week | 2-6pm | Usage Based - Multiplicative | 0.7 | 1.3
3 | 3 | Similar day of week | 2-6pm | Usage Based - Multiplicative | NA | NA
3 | 3 | Similar day of week | 2-6pm | Weather Based | NA | NA
8 | 2 | Similar day of week | 12-3pm | None | NA | NA
8 | 2 | Similar day of week | 12-3pm | Usage Based - Additive | 0.8 | 1.2
8 | 2 | Similar day of week | 12-3pm | Usage Based - Additive | 0.7 | 1.3
8 | 2 | Similar day of week | 12-3pm | Usage Based - Additive | NA | NA
8 | 2 | Similar day of week | 12-3pm | Usage Based - Multiplicative | 0.8 | 1.2
8 | 2 | Similar day of week | 12-3pm | Usage Based - Multiplicative | 0.7 | 1.3
8 | 2 | Similar day of week | 12-3pm | Usage Based - Multiplicative | NA | NA
8 | 2 | Similar day of week | 12-3pm | Weather Based | NA | NA
5 | 3 | Similar day of week | 2-6pm | None | NA | NA
5 | 3 | Similar day of week | 2-6pm | Usage Based - Additive | 0.8 | 1.2
5 | 3 | Similar day of week | 2-6pm | Usage Based - Additive | 0.7 | 1.3
5 | 3 | Similar day of week | 2-6pm | Usage Based - Additive | NA | NA
5 | 3 | Similar day of week | 2-6pm | Usage Based - Multiplicative | 0.8 | 1.2
5 | 3 | Similar day of week | 2-6pm | Usage Based - Multiplicative | 0.7 | 1.3
5 | 3 | Similar day of week | 2-6pm | Usage Based - Multiplicative | NA | NA
5 | 3 | Similar day of week | 2-6pm | Weather Based | NA | NA
4 | 3 | Similar day of week | 2-6pm | None | NA | NA
4 | 3 | Similar day of week | 2-6pm | Usage Based - Additive | 0.8 | 1.2
4 | 3 | Similar day of week | 2-6pm | Usage Based - Additive | 0.7 | 1.3
4 | 3 | Similar day of week | 2-6pm | Usage Based - Additive | NA | NA
4 | 3 | Similar day of week | 2-6pm | Usage Based - Multiplicative | 0.8 | 1.2
4 | 3 | Similar day of week | 2-6pm | Usage Based - Multiplicative | 0.7 | 1.3
4 | 3 | Similar day of week | 2-6pm | Usage Based - Multiplicative | NA | NA
4 | 3 | Similar day of week | 2-6pm | Weather Based | NA | NA
6 | 4 | Similar day of week | 12-8pm | None | NA | NA
6 | 4 | Similar day of week | 12-8pm | Usage Based - Additive | 0.8 | 1.2
6 | 4 | Similar day of week | 12-8pm | Usage Based - Additive | 0.7 | 1.3
6 | 4 | Similar day of week | 12-8pm | Usage Based - Additive | NA | NA
6 | 4 | Similar day of week | 12-8pm | Usage Based - Multiplicative | 0.8 | 1.2
6 | 4 | Similar day of week | 12-8pm | Usage Based - Multiplicative | 0.7 | 1.3
6 | 4 | Similar day of week | 12-8pm | Usage Based - Multiplicative | NA | NA
6 | 4 | Similar day of week | 12-8pm | Weather Based | NA | NA
7 | 5 | Similar day of week | 2-6pm | None | NA | NA
7 | 5 | Similar day of week | 2-6pm | Usage Based - Additive | 0.8 | 1.2
7 | 5 | Similar day of week | 2-6pm | Usage Based - Additive | 0.7 | 1.3
7 | 5 | Similar day of week | 2-6pm | Usage Based - Additive | NA | NA
7 | 5 | Similar day of week | 2-6pm | Usage Based - Multiplicative | 0.8 | 1.2
7 | 5 | Similar day of week | 2-6pm | Usage Based - Multiplicative | 0.7 | 1.3
7 | 5 | Similar day of week | 2-6pm | Usage Based - Multiplicative | NA | NA
7 | 5 | Similar day of week | 2-6pm | Weather Based | NA | NA
3 | 2 | Same day of week | 12-8pm | None | NA | NA
3 | 2 | Same day of week | 12-8pm | Usage Based - Additive | 0.8 | 1.2
3 | 2 | Same day of week | 12-8pm | Usage Based - Additive | 0.7 | 1.3
3 | 2 | Same day of week | 12-8pm | Usage Based - Additive | NA | NA
3 | 2 | Same day of week | 12-8pm | Usage Based - Multiplicative | 0.8 | 1.2
3 | 2 | Same day of week | 12-8pm | Usage Based - Multiplicative | 0.7 | 1.3
3 | 2 | Same day of week | 12-8pm | Usage Based - Multiplicative | NA | NA
3 | 2 | Same day of week | 12-8pm | Weather Based | NA | NA
4 | 2 | Same day of week | 2-6pm | None | NA | NA
4 | 2 | Same day of week | 2-6pm | Usage Based - Additive | 0.8 | 1.2
4 | 2 | Same day of week | 2-6pm | Usage Based - Additive | 0.7 | 1.3
4 | 2 | Same day of week | 2-6pm | Usage Based - Additive | NA | NA
4 | 2 | Same day of week | 2-6pm | Usage Based - Multiplicative | 0.8 | 1.2
4 | 2 | Same day of week | 2-6pm | Usage Based - Multiplicative | 0.7 | 1.3
4 | 2 | Same day of week | 2-6pm | Usage Based - Multiplicative | NA | NA
4 | 2 | Same day of week | 2-6pm | Weather Based | NA | NA
4 | 3 | Same day of week | 2-6pm | None | NA | NA
4 | 3 | Same day of week | 2-6pm | Usage Based - Additive | 0.8 | 1.2
4 | 3 | Same day of week | 2-6pm | Usage Based - Additive | 0.7 | 1.3
4 | 3 | Same day of week | 2-6pm | Usage Based - Additive | NA | NA
4 | 3 | Same day of week | 2-6pm | Usage Based - Multiplicative | 0.8 | 1.2
4 | 3 | Same day of week | 2-6pm | Usage Based - Multiplicative | 0.7 | 1.3
4 | 3 | Same day of week | 2-6pm | Usage Based - Multiplicative | NA | NA
4 | 3 | Same day of week | 2-6pm | Weather Based | NA | NA
4 | 4 | Same day of week | 2-6pm | None | NA | NA
4 | 4 | Same day of week | 2-6pm | Usage Based - Additive | 0.8 | 1.2
4 | 4 | Same day of week | 2-6pm | Usage Based - Additive | 0.7 | 1.3
4 | 4 | Same day of week | 2-6pm | Usage Based - Additive | NA | NA
4 | 4 | Same day of week | 2-6pm | Usage Based - Multiplicative | 0.8 | 1.2
4 | 4 | Same day of week | 2-6pm | Usage Based - Multiplicative | 0.7 | 1.3
4 | 4 | Same day of week | 2-6pm | Usage Based - Multiplicative | NA | NA
4 | 4 | Same day of week | 2-6pm | Weather Based | NA | NA
3 | 3 | Same day of week | 12-8pm | None | NA | NA
3 | 3 | Same day of week | 12-8pm | Usage Based - Additive | 0.8 | 1.2
3 | 3 | Same day of week | 12-8pm | Usage Based - Additive | 0.7 | 1.3
3 | 3 | Same day of week | 12-8pm | Usage Based - Additive | NA | NA
3 | 3 | Same day of week | 12-8pm | Usage Based - Multiplicative | 0.8 | 1.2
3 | 3 | Same day of week | 12-8pm | Usage Based - Multiplicative | 0.7 | 1.3
3 | 3 | Same day of week | 12-8pm | Usage Based - Multiplicative | NA | NA
3 | 3 | Same day of week | 12-8pm | Weather Based | NA | NA
5 | 3 | Same day of week | 12-3pm | None | NA | NA
5 | 3 | Same day of week | 12-3pm | Usage Based - Additive | 0.8 | 1.2
5 | 3 | Same day of week | 12-3pm | Usage Based - Additive | 0.7 | 1.3
5 | 3 | Same day of week | 12-3pm | Usage Based - Additive | NA | NA
5 | 3 | Same day of week | 12-3pm | Usage Based - Multiplicative | 0.8 | 1.2
5 | 3 | Same day of week | 12-3pm | Usage Based - Multiplicative | 0.7 | 1.3
5 | 3 | Same day of week | 12-3pm | Usage Based - Multiplicative | NA | NA
5 | 3 | Same day of week | 12-3pm | Weather Based | NA | NA
BDR Savings Summary
Service Area | # of Customers | # of Service Point IDs | Reported kW | Verified kW | Realization Rate
MO West | 142 | 404 | 50387.5 | 51094.86 | 101%
MO Metro | 18 | 105 | 23213.1 | 22523.9 | 97%
Total | 160 | 509 | 73600.6 | 73618.76 | 100%
DR Event Savings vs. Weather
Service Area | Event Date | Verified kW | Avg. Temp (F) Event Hours
MO Metro | 2021-06-17 | 23091 | 95.72
MO Metro | 2021-07-29 | 23202 | 97.295
MO Metro | 2021-08-11 | 19416 | 96.26
MO Metro | 2021-08-25 | 21148 | 92.21
MO West | 2021-06-17 | 50937 | 95.72
MO West | 2021-07-29 | 49666 | 97.295
MO West | 2021-08-11 | 49008 | 96.26
MO West | 2021-08-25 | 50274 | 92.21
Peak Demand Reduction (kW)
Service Area | # of Customers | # of Service Point IDs | Reported kW | Verified kW | Realization Rate
MO West | 142 | 404 | 50387.5 | 51094.86 | 101%
MO Metro | 18 | 105 | 23213.1 | 22523.9 | 97%
Total | 160 | 509 | 73600.6 | 73618.76 | 100%

## RDR
Evergy Evaluation, Measurement, and Verification Report – Appendix O: Databook
Residential Demand Response
Performance Metrics
Metric | PY2 Total | MO West | MO Metro
Number of Participants | 7437 | 3870 | 3567
Energy Savings
Projected Energy Savings | 2731904 | 1402388 | 1329516
Reported Energy Savings | 1875637 | 944615 | 931022
Gross Verified Energy Savings | 1763715 | 888248 | 875466
Net Verified Energy Savings | 1763715 | 888248 | 875466
Demand Savings
Projected Peak Demand Savings | 20566.32 | 10609.2 | 9957.12
Reported Peak Demand Savings | 13141.8 | 6717.2 | 6424.6
Gross Verified Peak Demand Savings | 12468.74 | 6489.81 | 5978.93
Net Verified Peak Demand Savings | 12468.74 | 6489.81 | 5978.93
Benefit / Cost Ratios
Total Resource Cost Test Ratio | 1.39 | 1.39 | 1.39
Program Goal Savings by Year, Missouri Metro
Program Year | Energy Savings Goal (MWh) | Peak Demand Reductions Goal (MW)
2020 | 1171 | 8.68
2021 | 1330 | 9.96
2022 | 1466 | 11.14
Total | 3967 | 29.78
Program Goal Savings by Year, Missouri West
Program Year | Energy Savings Goal (MWh) | Peak Demand Reductions Goal (MW)
2020 | 1221 | 9.22
2021 | 1402 | 10.6
2022 | 1549 | 11.17
Total | 4172 | 30.99
Savings Approaches by Program Year
Program Year | kW Savings (Demand Response) | kWh Savings
2020 | Calculated | Evergy TRM
2021 | Calculated | Calculated
2022 | Calculated | PY2 Value
Demand Response Events in 2021
Year | Event Date
2021 | 2021-06-10
2021-06-17
2021-06-18
2021-07-28
2021-07-29
2021-08-11
2021-08-25
2021-09-13
Device Types by Service Area
Service Area | Device Type | # of Devices
MO West | ecobee | 3419
MO West | Google Nest | 591
MO Metro | ecobee | 3031
MO Metro | Google Nest | 694
Device Subtypes by Service Area
Utility | Device Type | # of Devices
MO Metro | ecobee3 Lite | 2457
MO Metro | ecobee SmartThermostat with voice control | 483
MO Metro | Google Nest Learning Thermostat | 413
MO Metro | Google Nest Thermostat | 170
MO Metro | Google Nest Thermostat E | 73
MO Metro | ecobee4 | 53
MO Metro | ecobee3 | 38
MO Metro | Google Nest 2nd Gen | 37
MO Metro | Google Nest 1st Gen | 1
MO West | ecobee3 Lite | 2715
MO West | ecobee SmartThermostat with voice control | 637
MO West | Google Nest Learning Thermostat | 391
MO West | Google Nest Thermostat | 134
MO West | Google Nest Thermostat E | 50
MO West | ecobee4 | 39
MO West | ecobee3 | 28
MO West | Google Nest 2nd Gen | 15
MO West | Google Nest 1st Gen | 1
Smart Thermostat Installations by Measure Type
Utility | Measure Type | # of Smart Thermostat Units | # of Customers
MO West | BYOT Installation | 566 | 519
MO West | DIY Installation | 2537 | 2531
MO West | PRO Installation | 907 | 816
MO Metro | BYOT Installation | 595 | 559
MO Metro | DIY Installation | 2160 | 2154
MO Metro | PRO Installation | 970 | 852
TMY for Kansas City International Airport
Annual TMY | HDD | CDD
| 5581 | 1461
DR Regression Variable Correlation Matrix
Variable | CDD | MA24CDH
CDH | 1 | 0.572
MA24CDH | 0.572 | 1
DR Regression Results, Missouri West
Variable | Coefficient | CI Lower | CI Upper
July | 0.107 | 0.088 | 0.126
Aug | 0.141 | 0.122 | 0.159
Monday | 0.008 | -0.003 | 0.018
Tuesday | 0.014 | 0.002 | 0.027
Wednesday | -0.059 | -0.068 | -0.049
Thursday | -0.026 | -0.038 | -0.013
CDH | 0.906 | 0.878 | 0.935
MA24CDH | 0.882 | 0.841 | 0.924
Adjusted R2 = 0.718
DR Regression Results, Missouri Metro
Variable | Coefficient | CI Lower | CI Upper
July | 0.131 | 0.11 | 0.152
Aug | 0.16 | 0.139 | 0.181
Monday | 0 | -0.011 | 0.011
Tuesday | 0.003 | -0.01 | 0.016
Wednesday | -0.072 | -0.083 | -0.061
Thursday | -0.039 | -0.052 | -0.026
CDH | 1.036 | 1.002 | 1.07
MA24CDH | 0.913 | 0.869 | 0.957
Adjusted R2 = 0.702
RDR DR Savings by Event Date
Service Area | Event Date | Reported kW/Unit Savings | Verified kW/Unit Savings
MO West | 2021-06-10 | 1.4 | 1.33
MO West | 2021-06-17 | 1.4 | 1.57
MO West | 2021-06-18 | 1.4 | 1.46
MO West | 2021-07-28 | 1.4 | 1.29
MO West | 2021-07-29 | 1.4 | 1.38
MO West | 2021-08-11 | 1.4 | 1.33
MO West | 2021-08-25 | 1.4 | 1.32
MO West | 2021-09-13 | 1.4 | 1.16
MO Metro | 2021-06-10 | 1.4 | 1.4
MO Metro | 2021-06-17 | 1.4 | 1.61
MO Metro | 2021-06-18 | 1.4 | 1.37
MO Metro | 2021-07-28 | 1.4 | 1.22
MO Metro | 2021-07-29 | 1.4 | 1.32
MO Metro | 2021-08-11 | 1.4 | 1.39
MO Metro | 2021-08-25 | 1.4 | 1.29
MO Metro | 2021-09-13 | 1.4 | 0.89
Average % Non-Contributing Devices
Service Area | % Non-Contributing Devices
MO West | 14%
MO Metro | 14%
RDR DR Event Weather
Year | Event Date | Average Event Time Temperature (F) | Average Event Time CDH | Average Event Day Temperature (F) | Event Day CDD
2021 | 2021-06-10 | 91.49 | 1.104 | 83.03 | 18.03
| 2021-06-17 | 95.99 | 1.291 | 84.85 | 19.85
| 2021-06-18 | 95.99 | 1.291 | 87.43 | 22.43
| 2021-07-28 | 96.08 | 1.295 | 84.79 | 19.79
| 2021-07-29 | 96.53 | 1.314 | 86.75 | 21.75
| 2021-08-11 | 95.54 | 1.273 | 87.78 | 22.78
| 2021-08-25 | 92.48 | 1.145 | 83.96 | 18.96
| 2021-09-13 | 84.47 | 0.811 | 76.03 | 11.03
Average |  | 93.57 | 1.19 | 84.33 | 19.33
RDR Savings
Service Area | Reported kW/Unit Savings | Verified kW/Unit Savings | Eligible Units | Reported kW Savings | Verified kW Savings | RR
MO West | 1.4 | 1.35 | 4798 | 6717.2 | 6487.81 | 97%
MO Metro | 1.4 | 1.3 | 4589 | 6424.6 | 5978.93 | 93%
Total |  |  | 9387 | 13,141,.80 | 12468.74 | 95%
PSM Customer Matches
Status | Control | Treated
All | 6752 | 881
Matched | 1463 | 878
Unmatched | 5289 | 3
PSM Covariate Summary
Variable | Before Matching |  |  | After Matching
| Mean Treated | Mean Control | Standardized Mean Difference | Mean Treated | Mean Control | Standardized Mean Difference
Distance | 0.132 | 0.113 | 0.289 | 0.129 | 0.129 | 0
Pre-period Jan | 34.578 | 34.335 | 0.008 | 34.501 | 33.355 | 0.039
Pre-period Feb | 31.84 | 32.092 | -0.01 | 31.782 | 30.813 | 0.038
Pre-period Mar | 25.979 | 25.073 | 0.057 | 25.995 | 25.627 | 0.023
Pre-period Apr | 25.627 | 23.954 | 0.105 | 25.661 | 25.725 | -0.004
Pre-period May | 27.352 | 24.06 | 0.192 | 27.42 | 27.534 | -0.007
Pre-period June | 51.604 | 44.468 | 0.31 | 51.693 | 51.703 | 0
Pre-period July | 51.646 | 45.946 | 0.252 | 51.737 | 52.054 | -0.014
Pre-period Aug | 44.286 | 39.248 | 0.246 | 44.364 | 44.695 | -0.016
Pre-period Sept | 42.765 | 37.773 | 0.248 | 42.846 | 43.089 | -0.012
Pre-period Oct | 24.9 | 23.571 | 0.092 | 24.926 | 24.631 | 0.02
Pre-period Nov | 29.097 | 28.67 | 0.02 | 29.08 | 28.399 | 0.033
Pre-period Dec | 32.886 | 32.275 | 0.025 | 32.853 | 31.995 | 0.036
Post Matching T-Test of Difference in Pre-Period Usage by Month
Month | Average Daily kWh Control | Average Daily kWh Treatment | T Stat | Std Error | P-Value | Reject Null?
Jan | 33.489 | 34.501 | -0.805 | 1.257 | 0.421 | No
Feb | 30.955 | 31.782 | -0.744 | 1.113 | 0.457 | No
Mar | 25.451 | 25.995 | -0.759 | 0.715 | 0.448 | No
Apr | 25.336 | 25.661 | -0.471 | 0.691 | 0.637 | No
May | 26.911 | 27.42 | -0.696 | 0.731 | 0.486 | No
June | 50.735 | 51.693 | -0.933 | 1.027 | 0.351 | No
July | 51.12 | 51.737 | -0.604 | 1.022 | 0.546 | No
Aug | 43.783 | 44.364 | -0.63 | 0.921 | 0.529 | No
Sept | 42.24 | 42.846 | -0.676 | 0.896 | 0.499 | No
Oct | 24.381 | 24.926 | -0.863 | 0.632 | 0.388 | No
Nov | 28.362 | 29.08 | -0.797 | 0.9 | 0.425 | No
Dec | 32.037 | 32.853 | -0.772 | 1.056 | 0.44 | No
Annual Energy Savings (kWh) Regression Results
Variable | Estimate | Std Error | T-Statistic | P-Value | 95% CI Lower | 95% CI Upper
(Intercept) | -10.312 | 6.351 | -1.624 | 0.104 | -20.76 | 0.135
Pre-Period Usage Fall | 0.49 | 0.046 | 10.642 | 0 | 0.414 | 0.566
Pre-Period Usage Winter | -0.034 | 0.019 | -1.821 | 0.069 | -0.065 | -0.003
Pre-Period Usage Summer | 0.255 | 0.022 | 11.509 | 0 | 0.219 | 0.292
July | -11.641 | 11.123 | -1.047 | 0.295 | -29.937 | 6.655
Aug | -12.261 | 12.673 | -0.967 | 0.333 | -33.108 | 8.586
Sept | -12.973 | 13.778 | -0.942 | 0.346 | -35.637 | 9.691
Oct | -4.664 | 6.244 | -0.747 | 0.455 | -14.935 | 5.607
Nov | 2.344 | 2.818 | 0.832 | 0.406 | -2.292 | 6.98
Dec | -1.982 | 11.732 | -0.169 | 0.866 | -21.28 | 17.316
Treatment | -5.265 | 15.206 | -0.346 | 0.729 | -30.278 | 19.748
CDD | -0.338 | 0.57 | -0.592 | 0.554 | -1.276 | 0.6
HDD | 2.045 | 1.34 | 1.526 | 0.127 | -0.159 | 4.248
Treatment*CDD | 0.823 | 0.903 | 0.912 | 0.362 | -0.662 | 2.309
Treatment*HDD | -0.09 | 0.052 | -1.735 | 0.083 | -0.176 | -0.005
Adjusted R2 = 0.79, Sample Size = 878
RDR Annual Energy Savings (kWh)
Service Area | Reported kWh/Unit Savings | Verified kWh/Unit Savings | Eligible Units | Reported kWh Savings | Verified kWh Savings | RR
MO West | 197 | 185 | 4795 | 944615 | 888248 | 94%
MO Metro | 197 | 185 | 4726 | 931022 | 875466 | 94%
Total |  |  | 9521 | 1875637 | 1763715 | 94%
RDR Peak Reduction (kW)
Service Area | Reported kW/Unit Savings | Verified kW/Unit Savings | Eligible Units | Reported kW Savings | Verified kW Savings | RR
MO West | 1.4 | 1.35 | 4798 | 6717.2 | 6487.81 | 97%
MO Metro | 1.4 | 1.3 | 4589 | 6424.6 | 5978.93 | 93%
Total |  |  | 9387 | 13141.8 | 12468.74 | 95%
RDR Annual Energy Savings (kWh)
Jurisdiction | Reported kWh/Unit Savings | Verified kWh/Unit Savings | Eligible Units | Reported kWh Savings | Verified kWh Savings | RR
MO West | 197 | 185 | 4795 | 944615 | 888248 | 94%
MO Metro | 197 | 185 | 4726 | 931022 | 875466 | 94%
Total |  |  | 9521 | 1875637 | 1763715 | 94%

## BST
Evergy Evaluation, Measurement, and Verification Report – Appendix O: Databook
Business Smart Thermostats
Performance Metrics
Metric | PY2 Total | MO West | MO Metro
Number of Participants* | 91 | 54 | 37
Energy Savings (kWh)
Targeted Energy Savings | 115048 | 56736 | 58312
Reported Energy Savings | 42355 | 23049 | 19306
Gross Verified Energy Savings | 83517 | 45449 | 38068
Net Verified Energy Savings | 83517 | 45449 | 38068
Peak Demand Reduction (kW)
Targeted Peak Demand Reduction | 840.96 | 414.72 | 426.24
Reported Peak Demand Reduction | 327.6 | 166.6 | 161
Gross Verified Peak Demand Reduction | 219.92 | 92.81 | 127.11
Net Verified Peak Demand Reduction | 219.92 | 92.81 | 127.11
Benefit / Cost Ratios
Total Resource Cost Test Ratio | 0.98 | 1.39 | 1.12
Program Goal Savings by Year, Missouri Metro
Program Year | Energy Savings Goal (MWh) | Peak Demand Reductions Goal (MW)
2020 | 29 | 0.21
2021 | 58 | 0.43
2022 | 87 | 0.64
Total | 174 | 1.28
Program Goal Savings by Year, Missouri West
Program Year | Energy Savings Goal (MWh) | Peak Demand Reductions Goal (MW)
2020 | 28 | 0.21
2021 | 57 | 0.41
2022 | 85 | 0.62
Total | 170 | 1.24
Savings Approaches by Program Year
Program Year | kW Savings (Demand Response) | kWh Savings
2020 | Calculated | Calculated
2021 | Calculated | Calculated
2022 | Calculated | PY2 Value
Demand Response Events in 2021
Year | Event Date
2021 | 2021-06-10
2021-06-17
2021-06-18
2021-07-28
2021-07-29
2021-08-11
2021-08-25
2021-09-13
Device Types by Service Area
Service Area | Device Type | # of Devices
MO West | ecobee | 79
MO West | Google Nest | 7
MO Metro | ecobee | 80
MO Metro | Google Nest | 5
Device Subtypes by Service Area
Utility | Device Type | # of Devices
MO Metro | ecobee3 Lite | 80
MO Metro | Google Nest 2nd Gen | 2
MO Metro | Google Nest Learning Thermostat | 2
MO Metro | Google Nest Thermostat | 1
MO West | ecobee3 Lite | 72
MO West | ecobee SmartThermostat with voice control | 7
MO West | Google Nest Learning Thermostat | 3
MO West | Google Nest Thermostat | 2
MO West | Google Nest 2nd Gen | 1
MO West | Google Nest Thermostat E | 1
Smart Thermostat Installations by Measure Type
Utility | Measure Type | # of Smart Thermostat Units | # of Customers
MO West | BYOT Installation | 11 | 7
MO West | DIY Installation | 30 | 30
MO West | PRO Installation | 45 | 16
MO Metro | BYOT Installation | 26 | 5
MO Metro | DIY Installation | 16 | 16
MO Metro | PRO Installation | 43 | 16
TMY for Kansas City International Airport
Annual TMY | HDD | CDD
| 5581 | 1461
Regression Variable Correlation Matrix
Variable | CDD | MA24CDH
CDH | 1 | 0.572
MA24CDH | 0.572 | 1
DR Regression Results, Missouri West
Variable | Coefficient | CI Lower | CI Upper
July | 0.326 | -0.057 | 0.709
Aug | 0.556 | 0.107 | 1.006
Monday | 0.045 | -0.187 | 0.276
Tuesday | 0.037 | -0.203 | 0.278
Wednesday | -0.012 | -0.198 | 0.173
Thursday | 0.055 | -0.252 | 0.361
CDH | 1.209 | 0.727 | 1.691
MA24CDH | 1.327 | 0.612 | 2.041
Adjusted R2 = 0.941
DR Regression Results, Missouri Metro
Variable | Coefficient | CI Lower | CI Upper
July | 0.305 | -0.235 | 0.845
Aug | 0.452 | -0.251 | 1.156
Monday | -0.274 | -0.561 | 0.013
Tuesday | 0.187 | -0.041 | 0.415
Wednesday | -0.225 | -0.508 | 0.058
Thursday | -0.146 | -0.569 | 0.276
CDH | 1.578 | 0.586 | 2.57
MA24CDH | 1.061 | -0.189 | 2.31
Adjusted R2 = 0.920
BST DR Savings by Event Date
Service Area | Event Date | Reported kW/Unit Savings | Verified kW/Unit Savings
MO West | 2021-06-10 | 1.4 | 0.55
MO West | 2021-06-17 | 1.4 | 0.87
MO West | 2021-06-18 | 1.4 | 1.02
MO West | 2021-07-28 | 1.4 | 0.71
MO West | 2021-07-29 | 1.4 | 0.91
MO West | 2021-08-11 | 1.4 | 0.8
MO West | 2021-08-25 | 1.4 | 0.99
MO West | 2021-09-13 | 1.4 | 0.41
MO Metro | 2021-06-10 | 1.4 | 1.49
MO Metro | 2021-06-17 | 1.4 | 1.57
MO Metro | 2021-06-18 | 1.4 | 1.91
MO Metro | 2021-07-28 | 1.4 | 0.23
MO Metro | 2021-07-29 | 1.4 | 1.05
MO Metro | 2021-08-11 | 1.4 | 1.08
MO Metro | 2021-08-25 | 1.4 | 0.81
MO Metro | 2021-09-13 | 1.4 | 0.9
Average % Non-Contributing Devices
Service Area | % Non-Contributing Devices
MO West | 11%
MO Metro | 13%
BST DR Event Weather
Year | Event Date | Average Event Time Temperature (F) | Average Event Time CDH | Average Event Day Temperature (F) | Event Day CDD
2021 | 2021-06-10 | 91.49 | 1.104 | 83.03 | 18.03
| 2021-06-17 | 95.99 | 1.291 | 84.85 | 19.85
| 2021-06-18 | 95.99 | 1.291 | 87.43 | 22.43
| 2021-07-28 | 96.08 | 1.295 | 84.79 | 19.79
| 2021-07-29 | 96.53 | 1.314 | 86.75 | 21.75
| 2021-08-11 | 95.54 | 1.273 | 87.78 | 22.78
| 2021-08-25 | 92.48 | 1.145 | 83.96 | 18.96
| 2021-09-13 | 84.47 | 0.811 | 76.03 | 11.03
Average |  | 93.57 | 1.19 | 84.33 | 19.33
BST DR Savings
Service Area | Reported kW/Unit Savings | Verified kW/Unit Savings | Eligible Units | Reported kW Savings | Verified kW Savings | RR
MO West | 1.4 | 0.78 | 119 | 166.6 | 92.81 | 56%
MO Metro | 1.4 | 1.11 | 115 | 161 | 127.11 | 79%
Total |  |  | 234 | 327.6 | 219.92 | 67%
PSM Customer Matches
Status | Control | Treated
All | 712 | 43
Matched | 133 | 38
Unmatched | 579 | 5
PSM Covariate Summary
Variable | Before Matching |  |  | After Matching
| Mean Treated | Mean Control | Standardized Mean Difference | Mean Treated | Mean Control | Standardized Mean Difference
Distance | 0.117 | 0.053 | 0.36 | 0.059 | 0.059 | 0
Pre-period Jan | 95.65 | 67.356 | 0.216 | 68.717 | 80.468 | -0.09
Pre-period Feb | 112.379 | 66.415 | 0.256 | 66.282 | 80.856 | -0.081
Pre-period Mar | 72.238 | 52.967 | 0.2 | 49.714 | 56.591 | -0.071
Pre-period Apr | 52.633 | 45.703 | 0.088 | 39.705 | 42.86 | -0.04
Pre-period May | 58.904 | 49.093 | 0.118 | 46.401 | 42.895 | 0.042
Pre-period June | 100 | 75.139 | 0.203 | 81.054 | 67.984 | 0.107
Pre-period July | 124.264 | 83.15 | 0.232 | 90.181 | 77.087 | 0.074
Pre-period Aug | 113.377 | 76.517 | 0.235 | 81.455 | 70.076 | 0.072
Pre-period Sept | 112.694 | 74.993 | 0.245 | 77.792 | 67.786 | 0.065
Pre-period Oct | 72.998 | 57.892 | 0.145 | 51.48 | 53.827 | -0.023
Pre-period Nov | 80.689 | 61.559 | 0.166 | 58.343 | 67.072 | -0.076
Pre-period Dec | 87.733 | 63.047 | 0.197 | 62.098 | 72.666 | -0.084
Post Matching T-Test of Difference in Pre-Period Usage by Month
Month | Average Daily kWh Control | Average Daily kWh Treatment | T Stat | Std Error | P-Value | Reject Null?
Jan | 76.236 | 68.717 | 0.406 | 18.535 | 0.686 | No
Feb | 77.65 | 66.282 | 0.623 | 18.253 | 0.535 | No
Mar | 53.533 | 49.714 | 0.3 | 12.718 | 0.765 | No
Apr | 40.999 | 39.705 | 0.109 | 11.902 | 0.914 | No
May | 40.97 | 46.401 | -0.447 | 12.155 | 0.657 | No
June | 64.562 | 81.054 | -0.922 | 17.89 | 0.361 | No
July | 73.541 | 90.181 | -0.86 | 19.357 | 0.394 | No
Aug | 66.885 | 81.455 | -0.829 | 17.571 | 0.41 | No
Sept | 64.384 | 77.792 | -0.828 | 16.187 | 0.411 | No
Oct | 51.102 | 51.48 | -0.031 | 12.369 | 0.976 | No
Nov | 63.569 | 58.343 | 0.345 | 15.14 | 0.731 | No
Dec | 68.664 | 62.098 | 0.4 | 16.436 | 0.691 | No
Annual Energy Savings (kWh) Regression Results
Variable | Estimate | Std Error | T-Statistic | P-Value | 95% CI Lower | 95% CI Upper
(Intercept) | 8.478 | 72.203 | 0.117 | 0.907 | -110.38 | 127.337
Pre-Period Usage Fall | 0.276 | 0.156 | 1.776 | 0.076 | 0.02 | 0.532
Pre-Period Usage Winter | -0.109 | 0.063 | -1.726 | 0.085 | -0.213 | -0.005
Pre-Period Usage Summer | 0.809 | 0.077 | 10.498 | 0 | 0.682 | 0.936
July | 36.29 | 11.897 | 3.05 | 0.002 | 16.706 | 55.874
Aug | 37.342 | 14.382 | 2.596 | 0.01 | 13.666 | 61.018
Sept | -108.143 | 34.464 | -3.138 | 0.002 | -164.877 | -51.41
Oct | -765.595 | 222.139 | -3.446 | 0.001 | -1131.275 | -399.914
Nov | -1881.889 | 555.222 | -3.389 | 0.001 | -2795.883 | -967.895
Dec | -2287.502 | 677.403 | -3.377 | 0.001 | -3402.628 | -1172.376
Treatment | -6.106 | 9.859 | -0.619 | 0.536 | -22.336 | 10.124
CDD | -3.169 | 5.894 | -0.538 | 0.591 | -12.871 | 6.533
HDD | 102.007 | 31.151 | 3.275 | 0.001 | 50.727 | 153.288
Treatment*CDD | 0.257 | 0.846 | 0.304 | 0.761 | -1.136 | 1.65
Treatment*HDD | 0.215 | 0.551 | 0.39 | 0.696 | -0.692 | 1.122
Adjusted R2 = 0.89, Sample Size = 38
BST Annual Energy Savings (kWh)
Service Area | Reported kWh/Unit Savings | Verified kWh/Unit Savings | Eligible Units | Reported kWh Savings | Verified kWh Savings | RR
MO West | 197 | 388 | 117 | 23049 | 45449 | 197%
MO Metro | 197 | 388 | 98 | 19306 | 38068 | 197%
Total |  |  | 215 | 42355 | 83517 | 197%
BST Peak Reduction (kW)
Service Area | Reported kW/Unit Savings | Verified kW/Unit Savings | Eligible Units | Reported kW Savings | Verified kW Savings | RR
MO West | 1.4 | 0.78 | 119 | 166.6 | 92.81 | 56%
MO Metro | 1.4 | 1.11 | 115 | 161 | 127.11 | 79%
Total |  |  | 234 | 327.6 | 219.92 | 67%
BST Annual Energy Savings (kWh)
Jurisdiction | Expected kWh/Unit Savings | Realized kWh/Unit Savings | Eligible Units | Expected kWh Savings | Realized kWh Savings | RR
MO West | 197 | 388 | 117 | 23049 | 45.449 | 197%
MO Metro | 197 | 388 | 98 | 19306 | 38068 | 197%
Total |  |  | 215 | 42355 | 83517 | 197%

## PAYS
Evergy Evaluation, Measurement, and Verification Report – Appendix O: Databook
Pay As You Save
Performance Metrics
Metric | PY2 Total | MO West | MO Metro
Number of Participants | 5 | 2 | 3
Energy Savings (kWh)
Targeted Energy Savings | 311709 | 155855 | 155855
Reported Energy Savings | 17199 | 7179 | 10020
Gross Verified Energy Savings | 17199 | 7179 | 10020
Net Verified Energy Savings | 17199 | 7179 | 10020
Peak Demand Reduction (kW) | 0 | 0 | 0
Targeted Peak Demand Reduction | 35 | 17.5 | 17.5
Reported Peak Demand Reduction | 3.86 | 2.31 | 1.56
Gross Verified Peak Demand Reduction | 3.86 | 2.31 | 1.56
Net Verified Peak Demand Reduction | 3.86 | 2.31 | 1.56
Benefit / Cost Ratios | 0 | 0 | 0
Total Resource Cost Test Ratio | - | - | -
Reported Quantities and Impacts
Jurisdiction | Measure | Quantity Installed | Reported kWh | Reported kW
MO West | Air Sealing | 2 | 1585.61 | 0.2825
| Air Conditioner | 1 | 1392.74 | 1.5423
| Ceiling Insulation | 2 | 1143.99 | 0.191
| LED Light Bulbs | 25 | 1784.7 | 0.088
| Pipe Wrap | 6 | 738.98 | 0.0846
| Smart Power Strip | 2 | 206 | 0.023
| Smart Thermostat | 1 | 326.65 | 0.0976
| Sub Total | 39 | 7178.67 | 2.309
MO Metro | Air Sealing | 3 | 2479.28 | 0.4417
| Ceiling Insulation | 3 | 1753.46 | 0.2928
| Faucet Aerator | 1 | 19.04 | 0.0299
| LED Light Bulbs | 71 | 2525.16 | 0.304
| Low Flow Shower Head | 1 | 207.43 | 0.02
| Pipe Wrap | 16 | 1970.6 | 0.2256
| Smart Power Strip | 4 | 412 | 0.046
| Smart Thermostat | 2 | 653.3 | 0.1952
| Sub Total | 101 | 10020.27 | 1.5552
Total |  | 140 | 17198.94 | 3.8642
Reported Quantities and Impacts: LED Light Bulbs
Jurisdiction | Measure Type | Classification | Quantity Installed | Reported kWh | Reported kW
MO West | Candle LED 4 Watt | Decorative | 7 | 252.8274 | 0.0308
| Globe LED 5 Watt | Decorative | 5 | 180.591 | 0.022
| Exterior Flood LED Par 38 14 Watt | Standard | 5 | 1062.325 | 0
| Standard 9W A19 LED T2 | Standard | 8 | 288.9456 | 0.0352
MO Metro | Candle LED 4 Watt | Decorative | 20 | 722.364 | 0.088
| Globe LED 5 Watt | Decorative | 15 | 541.773 | 0.066
| Can Retro Trim Kit LED 13 Watt | Directional | 6 | 177.4776 | 0.018
| Standard 9W A19 LED T2 | Standard | 30 | 1083.546 | 0.132
Verified Measure Quantities and Gross Impacts
Jurisdiction | Measure | Reported kWh | Reported kW | Verified kWh | Verified kW
MO West | Air Sealing | 1585.61 | 0.2825 | 1585.61 | 0.2825
| Air Conditioner | 1392.74 | 1.5423 | 1392.74 | 1.5423
| Ceiling Insulation | 1143.99 | 0.191 | 1143.99 | 0.191
| LED Light Bulbs | 1784.7 | 0.088 | 1784.7 | 0.088
| Pipe Wrap | 738.98 | 0.0846 | 738.98 | 0.0846
| Smart Power Strip | 206 | 0.023 | 206 | 0.023
| Smart Thermostat | 326.65 | 0.0976 | 326.65 | 0.0976
| Sub Total | 7178.67 | 2.309 | 7178.67 | 2.309
MO Metro | Air Sealing | 2479.28 | 0.4417 | 2479.28 | 0.4417
| Ceiling Insulation | 1753.46 | 0.2928 | 1753.46 | 0.2928
| Faucet Aerator | 19.04 | 0.0299 | 19.04 | 0.0299
| LED Light Bulbs | 2525.16 | 0.304 | 2525.16 | 0.304
| Low Flow Shower Head | 207.43 | 0.02 | 207.43 | 0.02
| Pipe Wrap | 1970.6 | 0.2256 | 1970.6 | 0.2256
| Smart Power Strip | 412 | 0.046 | 412 | 0.046
| Smart Thermostat | 653.3 | 0.1952 | 653.3 | 0.1952
| Sub Total | 10020.27 | 1.5552 | 10020.27 | 1.5552
Total |  | 17198.94 | 3.8642 | 17198.94 | 3.8642
Net Verified Savings
Jurisdiction | Measure | Gross Verified kWh | Gross Verified kW | NTG Ratio | Net Verified kWh | Net Verified kW
MO West | Air Sealing | 1585.61 | 0.2825 | 1 | 1585.61 | 0.2825
| Air Conditioner | 1392.74 | 1.5423 | 1 | 1392.74 | 1.5423
| Ceiling Insulation | 1143.99 | 0.191 | 1 | 1143.99 | 0.191
| LED Light Bulbs | 1784.7 | 0.088 | 1 | 1784.7 | 0.088
| Pipe Wrap | 738.98 | 0.0846 | 1 | 738.98 | 0.0846
| Smart Power Strip | 206 | 0.023 | 1 | 206 | 0.023
| Smart Thermostat | 326.65 | 0.0976 | 1 | 326.65 | 0.0976
| Sub Total | 7178.67 | 2.309 | 1 | 7178.67 | 2.309
MO Metro | Air Sealing | 2479.28 | 0.4417 | 1 | 2479.28 | 0.4417
| Ceiling Insulation | 1753.46 | 0.2928 | 1 | 1753.46 | 0.2928
| Faucet Aerator | 19.04 | 0.0299 | 1 | 19.04 | 0.0299
| LED Light Bulbs | 2525.16 | 0.304 | 1 | 2525.16 | 0.304
| Low Flow Shower Head | 207.43 | 0.02 | 1 | 207.43 | 0.02
| Pipe Wrap | 1970.6 | 0.2256 | 1 | 1970.6 | 0.2256
| Smart Power Strip | 412 | 0.046 | 1 | 412 | 0.046
| Smart Thermostat | 653.3 | 0.1952 | 1 | 653.3 | 0.1952
| Sub Total | 10020.27 | 1.5552 | 1 | 10020.27 | 1.5552
Total |  | 17198.94 | 3.8642 | 1 | 17198.94 | 3.8642
Program Gross Energy Savings (kWh) and Peak Demand Reduction (kW)
Jurisdiction | Reported Energy Savings (kWh) | Reported Demand Reduction (kW) | Gross Verified Energy Savings (kWh) | Gross Verified Demand Reduction (kW) | RRkWh | RRkW
MO West | 7179 | 2.31 | 7179 | 2.31 | 100% | 100%
MO Metro | 10020 | 1.56 | 10020 | 1.56 | 100% | 100%
Total | 17199 | 3.86 | 17199 | 3.86 | 100% | 100%
Verified Gross and Net Annual Energy Savings (kWh)
Jurisdiction | Free Ridership | NTG Ratio | Gross Verified Energy Savings (kWh) | Net Energy Savings (kWh)
MO West | 0% | 100% | 7179 | 7179
MO Metro | 0% | 100% | 10020 | 10020
Total | 0% | 100% | 17199 | 17199
Verified Gross and Net Peak Demand Reduction (kW)
Jurisdiction | Free Ridership | NTG Ratio | Gross Verified Energy Savings (kW) | Net Energy Savings (kW)
MO West | 0% | 100% | 2.31 | 2.31
MO Metro | 0% | 100% | 1.56 | 1.56
Total | 0% | 100% | 3.86 | 3.86

## Trees
Evergy Evaluation, Measurement, and Verification Report – Appendix O: Databook
Energy-Saving Trees
Performance Metrics
Metric | PY2 Total | MO West | MO Metro
Number of Participants | 1584 | 0 | 1584
Energy Savings (kWh)
Targeted Energy Savings | - | - | -
Reported Energy Savings | 186388 | 0 | 186388
Gross Verified Energy Savings | 178419 | 0 | 178419
Net Verified Energy Savings | 178419 | 0 | 178419
Peak Demand Reduction (kW) | 0 | 0 | 0
Targeted Peak Demand Reduction | 0 | 0 | 0
Reported Peak Demand Reduction | 0 | 0 | 0
Gross Verified Peak Demand Reduction | 0 | 0 | 0
Net Verified Peak Demand Reduction | 0 | 0 | 0
Benefit / Cost Ratios | 0 | 0 | 0
Total Resource Cost Test Ratio | - | - | -
Planting and Mortality Rates for the Energy-Saving Trees Program
Metric | N Trees | Percentage
Received | 189 | 95%
Planted | 179 | 95%
Living | 153 | 81%
Rate of Attrition | - | 81%
Mapping of Tree Species to TRM Values
Tree Species | TRM Mapping
American Sycamore | Tuliptree
Baldcypress | Tuliptree
Tulip Poplar | Tuliptree
Sugar Maple | Sugar Maple
American Linden (Basswood) | Sugar Maple
Red Maple | Sugar Maple
River Birch | Sugar Maple
Kentucky Coffeetree | Sugar Maple
Shumard Oak | Shumard Oak
Bur Oak | Shumard Oak
Northern Red Oak | Shumard Oak
Swamp White Oak | Shumard Oak
Short Leaf Pine | Short Leaf Pine
White Pine | Short Leaf Pine
Yellowwood | Black Gum
Quantities and Reported and Verified Impacts by Tree Species
Jurisdiction | Tree Species | Quantity Installed | Reported kWh | Verified kWh | RR
MO Metro | American Linden (Basswood) | 63 | 4233.47 | 4688.15 | 111%
| American Sycamore | 149 | 22942.22 | 20527.46 | 89%
| Baldcypress | 150 | 23096.19 | 20306.88 | 88%
| Bur Oak | 97 | 13059.8 | 5800.84 | 44%
| Kentucky Coffeetree | 60 | 4031.87 | 2753.6 | 68%
| Northern Red Oak | 120 | 16156.45 | 13809.15 | 85%
| Red Maple | 40 | 2687.92 | 5257.27 | 196%
| River Birch | 181 | 12162.82 | 24475.1 | 201%
| Short leaf Pine | 31 | 7075.21 | 6687.64 | 95%
| Shumard Oak | 127 | 17098.91 | 13842.17 | 81%
| Sugar Maple | 151 | 10146.88 | 12665.55 | 125%
| Swamp White Oak | 60 | 8078.23 | 7617.89 | 94%
| Tulip poplar | 158 | 24327.99 | 20633.52 | 85%
| White Pine | 50 | 11411.63 | 10737.77 | 94%
| Yellowwood | 147 | 9878.09 | 8615.82 | 87%
Total |  | 1584 | 186387.66 | 178418.8 | 96%
Program Gross Energy Savings (kWh) and Peak Demand Reduction (kW)
Jurisdiction | Reported Energy Savings (kWh) | Reported Demand Reduction (kW) | Gross Verified Energy Savings (kWh) | Gross Verified Demand Reduction (kW) | RRkWh | RRkW
MO West | - | - | - | - | - | -
MO Metro | 186388 | 0 | 178419 | 0 | 96% | -
Total | 186388 | 0 | 178419 | 0 | 96% | -
Verified Gross and Net Annual Energy Savings (kWh)
Jurisdiction | Free Ridership | NTG Ratio | Gross Verified Energy Savings (kWh) | Net Energy Savings (kWh)
MO West | - | - | - | -
MO Metro | 0% | 100% | 178419 | 178419
Total | 0% | 100% | 178419 | 178419

## EENP
Evergy Evaluation, Measurement, and Verification Report – Appendix O: Databook
Energy-Efficient Nonprofits
Performance Metrics
Metric | PY2 Total | MO West | MO Metro
Number of Businesses | 16
Energy Impacts (kWh)
Targeted Energy Savings | - | - | -
Reported Energy Savings | 550400 | 329824 | 220576
Gross Verified Energy Savings | 550400 | 329824 | 220576
Net Verified Energy Savings | 550400 | 329824 | 220576
Peak Demand Impacts (kW) | 0 | 0 | 0
Projected Peak Demand Savings | - | - | -
Targeted Peak Demand Savings | 110.16 | 61.11 | 49.05
Gross Verified Peak Demand Savings | 110.16 | 61.11 | 49.05
Net Verified Peak Demand Reduction | 110.16 | 61.11 | 49.05
Benefit / Cost Ratios | 0 | 0 | 0
Total Resource Cost Test Ratio | - | - | -
Program Gross Energy Savings (kWh) and Peak Demand Reduction (kW)
Jurisdiction | Reported Energy Savings (kWh) | Reported Demand Reduction (kW) | Gross Verified Energy Savings (kWh) | Gross Verified Demand Reduction (kW) | RRkWh | RRkW
MO West | 329824 | 61.11 | 329824 | 61.11 | 100% | 100%
MO Metro | 220576 | 49.05 | 220576 | 49.05 | 100% | 100%
Total | 550400 | 110.16 | 550400 | 110.16 | 100% | 100%

## QI
Evergy Evaluation, Measurement, and Verification Report – Appendix O: Databook
Quality Install
Performance Metrics
Metric | PY2 Total | MO West | MO Metro
Number of Projects | 28 | 10 | 18
Energy Impacts (kWh)
Targeted Energy Savings | - | - | -
Reported Energy Savings | 5398.5 | 1952 | 3446.5
Gross Verified Energy Savings | 5268.18 | 1723.61 | 3544.57
Net Verified Energy Savings | 5268.18 | 1723.61 | 3544.57
Peak Demand Impacts (kW) | 0 | 0 | 0
Targeted Peak Demand Savings | - | - | -
Reported Peak Demand Savings | 6.2 | 2.24 | 3.96
Gross Verified Peak Demand Savings | 5.75 | 1.79 | 3.96
Net Verified Peak Demand Reduction | 5.75 | 1.79 | 3.96
Benefit / Cost Ratios | 0 | 0 | 0
Total Resource Cost Test Ratio | - | - | -
Quality Install Measure Quantities
Jurisdiction | Unit SEER | Quantity
MO West | 16 | 4
| 17 | 6
MO Metro | 16 | 11
| 17 | 7
Total | - | 28
Program Gross Energy Savings (kWh) and Peak Demand Reduction (kW)
Jurisdiction | Reported Energy Savings (kWh) | Reported Demand Reduction (kW) | Gross Verified Energy Savings (kWh) | Gross Verified Demand Reduction (kW) | RRkWh | RRkW
MO West | 1952 | 2.24 | 1723.61 | 1.79 | 88% | 80%
MO Metro | 3446.5 | 3.96 | 3544.57 | 3.96 | 103% | 100%
Total | 5398.5 | 6.2 | 5268.18 | 5.75 | 98% | 93%

## QC (hidden)
BAD
[9 empty] | 1481796 | 496111 | 248.96 | 172.13
Program | kWh - Chapter Tables ex ante | kWh - Model Input ex ante | kWh - Chapter Tables ex post | kWh - Model Input ex post | kW - Chapter Tables ex ante | kW - Model Input ex ante | kW - Chapter Tables ex post | kW - Model Input ex post | kWh: Chapter ex post - TRC input ex post | kWh: SSRS es ante- Chapter ex ante | kW: Chapter ex post - TRC input ex post | kW: SSRS ex ante- Chapter ex ante
Heating Cooling and Home Comfort | 10591013 | 10591013 | 9699732 | 9699732 | 7022.35 | 7022.35 | 6833.51 | 6833.51 | 0 | 0 | 0 | 0
Energy Saving Products | 55384812 | 55384812 | 52855535 | 52855535 | 7132.64 | 7132.64 | 6736.33 | 6736.33 | 0 | 0 | 0 | 0
Income-Eligible Multi-Family | 2449466 | 2449466 | 2278225 | 2278225 | 374.62 | 374.62 | 307.14 | 307.14 | 0 | 0 | 0 | 0
Home Energy Reports | 41454763 | 40958652 | 39309811 | 37828015 | 8397.18 | 8225.05 | 6604.47 | 6355.51 | 1481796 | 496111 | 248.96 | 172.13
Income-Eligible Home Energy Reports |  | 496111 |  | 1481796 |  | 172.13 |  | 248.96
EE Programs Total | 109880054 | 109383943 | 104143303 | 102661507 | 22926.79 | 22754.66 | 20481.45 | 20232.49 | 1481796 | 496111 | 248.96 | 172.13
Business Demand Response | 0 | 0 | 0 | 0 | 73600.6 | 73600.6 | 73618.76 | 73618.76 | 0 | 0 | 0 | 0
Residential Demand Response | 1875637 | 1875637 | 1763715 | 1763715 | 13141.8 | 13141.8 | 12468.74 | 12468.74 | 0 | 0 | 0 | 0
Business Smart Thermostat | 42355 | 42355 | 83517 | 83517 | 327.6 | 327.6 | 219.92 | 219.92 | 0 | 0 | 0 | 0
DR Program Total | 1917992 | 1917992 | 1847232 | 1847232 | 87070 | 87070 | 86307.42 | 86307.42 | 0 | 0 | 0 | 0
Total | 45822221 | 43450473 | 43435268 | 41953472 | 95841.8 | 95669.67 | 93219.03 | 92970.07 | 1481796 | 496111 | 248.96 | 172.13
Compare TRC to Chapter Tables
| Delta kWh | Delta kW
Heating Cooling and Home Comfort | 0 | 0
Energy Saving Products | 0 | 0
Income-Eligible Multi-Family | 0 | 0
Home Energy Reports | 1481796 | 248.96
Income-Eligible Home Energy Reports
Business Demand Response | 0 | 0
Residential Demand Response | 0 | 0
Business Smart Thermostat | 0 | 0
Total | 1481796 | 248.96
Program | Participants | Incentives
Heating Cooling and Home Comfort | 5415 | 1990801.86
Energy Saving Products | 406448 | 1903203.74
Income-Eligible Multi-Family | 21 | 207896.25
Home Energy Reports | 255258 | 0
Business Demand Response | 160 | 2103461.45
Residential Demand Response | 7437 | 545807
Business Smart Thermostat | 91 | 4750

## Model Inputs (hidden)
Program | Sector | Service Territory | Energy Efficiency Programs | Measure | Submeasure | Building Type | Load Shape | Ex Ante kWh Savings | Ex Ante kW Savings | NTG ratio for kWh | NTG ratio for KW | kWh RR | kW RR | EUL tier 1 | First Tier Annual kWh Savings | First Tier kW Savings | First Tier Annual kWh Savings (NET) | First Tier kW Savings (NET | EUL tier 2 | Tier 2 Adjustment Year | T2 Adj. Factor (kWh) | T2 Adj. Factor (kW) | Second Tier Annual Savings kWh | Second Tier kW Savings | Quantity | Per-Unit Incremental Cost | Incentives | Incremental cost of equipment (Gross) | Incremental cost of equipment (NET) | Avoided Replacement Cost (Gross) | Avoided Replacement Cost (Net) | Qty | EVG TRM IC | IL TRM IC
Residential Demand Response | Residential | West | DR | Smart Thermostat |  |  | ResCooling | 944615 | 6717.2 | 100% | 100% | 94.03% | 96.61% | 10 | 888248.3268 | 6489.808 | 888248.3268 | 6489.808 | [6 empty] | 5055 | 84 | 300750 | 424620 | 424620 |  | 0
Residential Demand Response | Residential | Metro | DR | Smart Thermostat |  |  | ResCooling | 931022 | 6424.6 | 100% | 100% | 94.03% | 93.06% | 10 | 875466.4427 | 5978.9326 | 875466.4427 | 5978.9326 | [6 empty] | 4913 | 84 | 245057 | 412692 | 412692 |  | 0
Business Smart Thermostat | C&I | West | DR | Business Smart Thermostat |  |  | CICooling | 23049 | 166.6 | 100% | 100% | 197.2% | 55.71% | 10 | 45448.877 | 92.813 | 45448.877 | 92.813 | [6 empty] | 120 | 84 | 2950 | 10080 | 10080 |  | 0
Business Smart Thermostat | C&I | Metro | DR | Business Smart Thermostat |  |  | CICooling | 19306 | 161 | 100% | 100% | 197.2% | 78.95% | 10 | 38068.2901 | 127.1067 | 38068.2901 | 127.1067 | [6 empty] | 102 | 84 | 1800 | 8568 | 8568 |  | 0
Business Demand Response | C&I | West | DR | Demand Response |  |  | CIWholeBldg | 0 | 50387.5 | 100% | 100% |  | 101.4% | 1 | 0 | 51094.8564 | 0 | 51094.8564 | [6 empty] | 142 | 0 | 1441771.67 | 0 | 0 |  | 0
Business Demand Response | C&I | Metro | DR | Demand Response |  |  | CIWholeBldg | 0 | 23213.1 | 100% | 100% |  | 97.03% | 1 | 0 | 22523.9009 | 0 | 22523.9009 | [6 empty] | 18 | 0 | 661689.78 | 0 | 0 |  | 0
Energy Saving Products | Residential | West | EE | Lighting | ESP - LED- Standard | Residential | ResGENERALLIGHTS | 18067515.5406 | 2201.0252 | 64.16% | 64.16% | 102.2% | 102.1% | 4 | 18466736.9209 | 2247.4049 | 11847941.1991 | 1441.8964 | 6 | 2025 | 38% | 38% | 7017360.0299 | 854.0138 | 500233 | 1.4508 | 633144.9 | 633144.9 | 406214.8921 | 1430666.38 | 917890.9744
Energy Saving Products | Residential | West | EE | Lighting | ESP - LED- Specialty | Residential | ResGENERALLIGHTS | 12452446.972 | 1727.1464 | 64.43% | 64.43% | 85.94% | 83.55% | 4 | 10701479.0127 | 1442.9612 | 6895318.3873 | 929.7478 | 6 | 2025 | 60.5% | 60.5% | 6474394.8027 | 872.9915 | 278572 | 1.7198 | 442581.29 | 442581.29 | 285169.8259 | 1270288.32 | 818488.9584
Energy Saving Products | Residential | Metro | EE | Lighting | ESP - LED- Standard | Residential | ResGENERALLIGHTS | 14473610.1678 | 1763.2076 | 61.06% | 61.06% | 106.8% | 107.3% | 4 | 15460085.4812 | 1892.6972 | 9439377.538 | 1155.6135 | 6 | 2025 | 38% | 38% | 5874832.4829 | 719.2249 | 400729 | 1.4542 | 488081.55 | 488081.55 | 298005.21 | 1146084.94 | 699758.6431
Energy Saving Products | Residential | Metro | EE | Lighting | ESP - LED- Specialty | Residential | ResGENERALLIGHTS | 10391239.161 | 1441.2582 | 59.21% | 59.21% | 79.17% | 80.02% | 4 | 8227233.3326 | 1153.2639 | 4871615.9032 | 682.8856 | 6 | 2025 | 60.5% | 60.5% | 4977476.1662 | 697.7247 | 232461 | 1.6683 | 339396 | 339396 | 200967.553 | 1060022.16 | 627674.0435
Heating Cooling and Home Comfort | Residential | West | EE | Air Sealing | HCHC - Air Sealing | Residential | ResWholeBldg | 124870.375 | 22.2475 | 116.1% | 116.1% | 63.11% | 108% | 15 | 78804.2745 | 24.033 | 91523.2844 | 27.9119 | - | - | - | - | - | - | 107 | 324.4284 | 12950 | 34713.84 | 40316.6538 |  | 0
Heating Cooling and Home Comfort | Residential | West | EE | Attic Insulation | HCHC - Attic Insulation | Residential | ResWholeBldg | 64573.5061 | 10.7829 | 116.1% | 116.1% | 76.07% | 144.1% | 25 | 49123.1328 | 15.5381 | 57051.6064 | 18.0459 | - | - | - | - | - | - | 107 | 931.729 | 22615.05 | 99695 | 115785.773 |  | 0
Heating Cooling and Home Comfort | Residential | West | EE | Central AC | HCHC - Central AC (Time of Sale) | Residential | ResCooling | 186204.2282 | 193.8265 | 69.26% | 69.2% | 98.1% | 99.96% | 18 | 182668.3073 | 193.7489 | 126521.9772 | 134.0666 | - | - | - | - | - | - | 381 | 227.8575 | 134100 | 86813.7143 | 60129.9861 |  | 0
Heating Cooling and Home Comfort | Residential | West | EE | Central AC | HCHC - Central AC (Early Replacement) | Residential | ResCooling | 2859845.0652 | 3172.2439 | 68.43% | 68.44% | 98.7% | 98.93% | 6 | 2822615.4029 | 3138.2496 | 1931523.9609 | 2147.7463 | 12 | 2027 | 0.33538 | 0.31269 | 946658.4798 | 981.285 | 1904 | 710.9788 | 721000 | 1353703.6518 | 926343.3611 |  | 0
Heating Cooling and Home Comfort | Residential | West | EE | Heat Pump | HCHC - Heat Pump (Time of Sale) | Residential | ResWholeBldg | 102953.9256 | 44.8618 | 73.2% | 76.63% | 110.9% | 15.94% | 16 | 114225.3262 | 7.1488 | 83614.0351 | 5.4784 | - | - | - | - | - | - | 109 | 1576.5321 | 51650 | 171842 | 125789.9933 |  | 0
Heating Cooling and Home Comfort | Residential | West | EE | Heat Pump | HCHC - Heat Pump (Early Replacement) | Residential | ResWholeBldg | 2713743.8791 | 710.5253 | 73.19% | 73.34% | 85.8% | 90.27% | 6 | 2328394.6888 | 641.394 | 1704205.0918 | 470.4183 | 10 | 2027 | 0.18699 | 0.055329 | 435386.0293 | 35.4876 | 400 | 861.7855 | 205100 | 344714.2129 | 252304.1818 |  | 0
Heating Cooling and Home Comfort | Residential | West | EE | Ground Source Heat Pump | HCHC - Ground Source Heat Pump (Time of Sale) | Residential | ResWholeBldg | 89178.7545 | 40.271 | 116.1% | 116.1% | 83.63% | 51.77% | 25 | 74581.628 | 20.8468 | 86619.1027 | 24.2115 | - | - | - | - | - | - | 13 | 13491.0769 | 13000 | 175384 | 203690.9776 |  | 0
Heating Cooling and Home Comfort | Residential | West | EE | Ground Source Heat Pump | HCHC - Ground Source Heat Pump (Early Replacement) | Residential | ResWholeBldg | 458089.6039 | 149.76 | 116.1% | 116.1% | 64.36% | 69.6% | 8 | 294832.2958 | 104.2293 | 342418.2284 | 121.0519 | 17 | 2029 | 0.55834 | 0.48867 | 164617.6644 | 50.9338 | 30 | 14342.7991 | 45000 | 430283.9737 | 499731.807 |  | 0
Heating Cooling and Home Comfort | Residential | West | EE | Ductless Mini-Split Heat Pump | HCHC - Ductless Mini-Split Heat Pump (Time of Sale) | Residential | ResWholeBldg | 18208.2879 | 0.7205 | 116.1% | 116.1% | 58.55% | 218% | 15 | 10660.5903 | 1.5708 | 12381.2096 | 1.8243 | - | - | - | - | - | - | 11 | 690.1818 | 1650 | 7592 | 8817.3488 |  | 0
Heating Cooling and Home Comfort | Residential | West | EE | Ductless Mini-Split Heat Pump | HCHC - Ductless Mini-Split Heat Pump (Early Replacement) | Residential | ResWholeBldg | 77799.0483 | 3.0785 | 116.1% | 116.1% | 107.6% | 1129% | 6 | 83723.5531 | 34.7637 | 97236.5345 | 40.3746 | 9 | 2027 | 0.63619 | 0.17262 | 53264.2999 | 6.001 | 47 | 1196.8049 | 7050 | 56249.8287 | 65328.551 |  | 0
Heating Cooling and Home Comfort | Residential | West | EE | LED Lightbulb | HCHC - LED Lightbulb | Residential | ResGENERALLIGHTS | 75884.3382 | 9.2444 | 74.23% | 74.17% | 103.1% | 100.6% | 5 | 78217.1382 | 9.3012 | 58057.7116 | 6.8991 | 5 | 2026 | 0.59331 | 0.59368 | 46406.845 | 5.5219 | 2098 | 0.31449 | 0 | 659.8 | 489.7453 | 8013.16 | 5947.8746
Heating Cooling and Home Comfort | Residential | West | EE | Faucet Aerator | HCHC - Faucet Aerator | Residential | ResWATERHEATING | 1004.1846 | 0.7575 | 101.7% | 102.2% | 53.24% | 19.08% | 9 | 534.6155 | 0.14456 | 543.5524 | 0.14772 | - | - | - | - | - | - | 37 | 5.1892 | 0 | 192 | 195.2096 |  | 0
Heating Cooling and Home Comfort | Residential | West | EE | Low Flow Showerhead | HCHC - Low Flow Showerhead | Residential | ResWATERHEATING | 3526.2709 | 0.3842 | 96.5% | 96.5% | 73.72% | 73.77% | 10 | 2599.7247 | 0.28342 | 2508.7208 | 0.2735 | - | - | - | - | - | - | 17 | 9.7059 | 0 | 165 | 159.2241 |  | 0
Heating Cooling and Home Comfort | Residential | West | EE | Pipe Insulation | HCHC - Pipe Insulation | Residential | ResWATERHEATING | 4064.3724 | 0.4653 | 95.33% | 95.33% | 94.06% | 93.73% | 15 | 3822.9482 | 0.43611 | 3644.2805 | 0.41573 | - | - | - | - | - | - | 33 | 18 | 0 | 594 | 566.2391 |  | 0
Heating Cooling and Home Comfort | Residential | West | EE | Advanced Power Strip | HCHC - Advanced Power Strip | Residential | ResMiscInteriorEquipment | 16377 | 1.8285 | 95.24% | 95.24% | 93% | 93.47% | 7 | 15230.61 | 1.7091 | 14506.1968 | 1.6279 | - | - | - | - | - | - | 159 | 9.9057 | 0 | 1575 | 1500.0883 |  | 0
Heating Cooling and Home Comfort | Residential | West | EE | Furnace Filter Alarm | HCHC - Furnace Filter Alarm | Residential | ResHVACFan | 225.4581 | 0.069 | 116.1% | 116.1% | 100% | 100% | 14 | 225.4581 | 0.069003 | 261.847 | 0.08014 | - | - | - | - | - | - | 3 | 18 | 0 | 54 | 62.7156 |  | 0
Heating Cooling and Home Comfort | Residential | Metro | EE | Air Sealing | HCHC - Air Sealing | Residential | ResWholeBldg | 189082.9928 | 33.7271 | 116.1% | 116.1% | 90.1% | 158.3% | 15 | 170370.985 | 53.4023 | 197868.862 | 62.0214 | - | - | - | - | - | - | 176 | 293.5921 | 19600.96 | 51672.21 | 60012.1047 |  | 0
Heating Cooling and Home Comfort | Residential | Metro | EE | Attic Insulation | HCHC - Attic Insulation | Residential | ResWholeBldg | 132848.3082 | 22.2188 | 116.1% | 116.1% | 111% | 200.8% | 25 | 147442.5858 | 44.6057 | 171239.8191 | 51.8051 | - | - | - | - | - | - | 262 | 1019.5743 | 46535.85 | 267128.46 | 310242.9934 |  | 0
Heating Cooling and Home Comfort | Residential | Metro | EE | Central AC | HCHC - Central AC (Time of Sale) | Residential | ResCooling | 106516.0376 | 110.7266 | 69.37% | 69.46% | 97.83% | 98.3% | 18 | 104207.7814 | 108.8445 | 72287.651 | 75.6024 | - | - | - | - | - | - | 214 | 238.4307 | 77800 | 51024.1714 | 35394.8375 |  | 0
Heating Cooling and Home Comfort | Residential | Metro | EE | Central AC | HCHC - Central AC (Early Replacement) | Residential | ResCooling | 1976194.1112 | 2190.754 | 69.08% | 69.09% | 98.72% | 98.24% | 6 | 1950927.9155 | 2152.2069 | 1347717.9701 | 1487.0526 | 12 | 2027 | 0.33773 | 0.31075 | 658890.119 | 668.8017 | 1367 | 617.4545 | 533700 | 844060.3604 | 583084.2373 |  | 0
Heating Cooling and Home Comfort | Residential | Metro | EE | Heat Pump | HCHC - Heat Pump (Time of Sale) | Residential | ResWholeBldg | 26306.7655 | 11.2845 | 70.6% | 101.9% | 116.1% | 8.808% | 16 | 30539.1563 | 0.99395 | 21560.4919 | 1.0128 | - | - | - | - | - | - | 25 | 1825.74 | 13450 | 45643.5 | 32224.0832 |  | 0
Heating Cooling and Home Comfort | Residential | Metro | EE | Heat Pump | HCHC - Heat Pump (Early Replacement) | Residential | ResWholeBldg | 844354.7938 | 213.2506 | 73.82% | 73.2% | 79.64% | 87.39% | 6 | 672456.778 | 186.3522 | 496392.3804 | 136.4171 | 10 | 2027 | 0.19772 | 0.036343 | 132956.8144 | 6.7725 | 121 | 901.6866 | 67550 | 109104.0759 | 80538.1605 |  | 0
Heating Cooling and Home Comfort | Residential | Metro | EE | Ground Source Heat Pump | HCHC - Ground Source Heat Pump (Time of Sale) | Residential | ResWholeBldg | 16214.319 | 7.322 | 116.1% | 116.1% | 81.57% | 50.21% | 25 | 13226.0466 | 3.6763 | 15360.7305 | 4.2697 | - | - | - | - | - | - | 2 | 11717 | 2000 | 23434 | 27216.2476 |  | 0
Heating Cooling and Home Comfort | Residential | Metro | EE | Ground Source Heat Pump | HCHC - Ground Source Heat Pump (Early Replacement) | Residential | ResWholeBldg | 83638.7139 | 26.496 | 116.1% | 116.1% | 67.49% | 70.34% | 8 | 56451.9181 | 18.6386 | 65563.2577 | 21.6469 | 17 | 2029 | 0.56702 | 0.49626 | 32009.3535 | 9.2495 | 6 | 10740.6041 | 9000 | 64443.6247 | 74844.8258 |  | 0
Heating Cooling and Home Comfort | Residential | Metro | EE | Ductless Mini-Split Heat Pump | HCHC - Ductless Mini-Split Heat Pump (Time of Sale) | Residential | ResWholeBldg | 6621.1956 | 0.262 | 116.1% | 116.1% | 77.97% | 209.3% | 15 | 5162.6096 | 0.54828 | 5995.8548 | 0.63677 | - | - | - | - | - | - | 4 | 1019.9375 | 600 | 4079.75 | 4738.2216 |  | 0
Heating Cooling and Home Comfort | Residential | Metro | EE | Ductless Mini-Split Heat Pump | HCHC - Ductless Mini-Split Heat Pump (Early Replacement) | Residential | ResWholeBldg | 71177.8527 | 2.8165 | 116.1% | 116.1% | 103.7% | 1116% | 6 | 73792.1159 | 31.4183 | 85702.1635 | 36.4892 | 9 | 2027 | 0.48118 | 0.19122 | 35507.4689 | 6.0078 | 43 | 1184.2615 | 6450 | 50923.2436 | 59142.2552 |  | 0
Heating Cooling and Home Comfort | Residential | Metro | EE | LED Lightbulb | HCHC - LED Lightbulb | Residential | ResGENERALLIGHTS | 256114.1562 | 31.2004 | 92.77% | 92.7% | 100.8% | 97.43% | 5 | 258235.3139 | 30.3996 | 239564.6499 | 28.1798 | 5 | 2026 | 0.58987 | 0.59025 | 152326.3096 | 17.9435 | 7091 | 0.33474 | 0 | 2373.62 | 2202.005 | 25300.36 | 23471.1194
Heating Cooling and Home Comfort | Residential | Metro | EE | Faucet Aerator | HCHC - Faucet Aerator | Residential | ResWATERHEATING | 3142.629 | 1.9648 | 109.7% | 109% | 61.19% | 24.7% | 9 | 1922.8847 | 0.48539 | 2109.7186 | 0.52909 | - | - | - | - | - | - | 108 | 6.5185 | 0 | 704 | 772.403 |  | 0
Heating Cooling and Home Comfort | Residential | Metro | EE | Low Flow Showerhead | HCHC - Low Flow Showerhead | Residential | ResWATERHEATING | 10371.385 | 1.13 | 104.8% | 104.4% | 74.68% | 76.61% | 10 | 7745.2737 | 0.86566 | 8120.7795 | 0.90338 | - | - | - | - | - | - | 50 | 11.4 | 0 | 570 | 597.6347 |  | 0
Heating Cooling and Home Comfort | Residential | Metro | EE | Pipe Insulation | HCHC - Pipe Insulation | Residential | ResWATERHEATING | 10838.3264 | 1.2408 | 107.2% | 107.2% | 94.06% | 93.73% | 15 | 10194.5285 | 1.163 | 10926.6968 | 1.2465 | - | - | - | - | - | - | 88 | 18 | 0 | 1584 | 1697.7624 |  | 0
Heating Cooling and Home Comfort | Residential | Metro | EE | Advanced Power Strip | HCHC - Advanced Power Strip | Residential | ResMiscInteriorEquipment | 60667 | 6.7735 | 105.4% | 105.4% | 93% | 93.47% | 7 | 56420.31 | 6.3314 | 59470.6387 | 6.6737 | - | - | - | - | - | - | 589 | 10.416 | 0 | 6135 | 6466.6849 |  | 0
Heating Cooling and Home Comfort | Residential | Metro | EE | Furnace Filter Alarm | HCHC - Furnace Filter Alarm | Residential | ResHVACFan | 375.7635 | 0.115 | 116.1% | 116.1% | 100% | 100% | 14 | 375.7635 | 0.115 | 436.4117 | 0.13357 | - | - | - | - | - | - | 5 | 18 | 0 | 90 | 104.526 |  | 0
Income-Eligible Multi-Family | Commercial & Residential | West | EE | Direct Install | In-Unit LED - Specialty | Residential | ResGENERALLIGHTS | 5074.6088 | 0.612 | 100% | 100% | 123.9% | 124.4% | 7 | 6288.0456 | 0.7616 | 6288.0456 | 0.7616 | 3 | 2028 | 62% | 62% | 3898.5883 | 0.47219 | 136 | 4 | 0 | 544 | 544 | 620.16 | 620.16 | 136 | 4
Income-Eligible Multi-Family | Commercial & Residential | West | EE | Direct Install | In-Unit LED - Specialty | Residential | ResGENERALLIGHTS | 31790.9316 | 3.834 | 100% | 100% | 144% | 144.4% | 7 | 45775.8418 | 5.538 | 45775.8418 | 5.538 | 3 | 2028 | 62% | 62% | 28381.0219 | 3.4336 | 852 | 4 | 0 | 3408 | 3408 | 3885.12 | 3885.12 | 852 | 4
Income-Eligible Multi-Family | Commercial & Residential | West | EE | Direct Install | In-Unit LED - Specialty | Residential | ResGENERALLIGHTS | 1641.7852 | 0.198 | 100% | 100% | 120.5% | 120% | 7 | 1977.8575 | 0.2376 | 1977.8575 | 0.2376 | 3 | 2028 | 70% | 70% | 1384.5002 | 0.16632 | 44 | 4 | 0 | 176 | 176 | 200.64 | 200.64 | 44 | 4
Income-Eligible Multi-Family | Commercial & Residential | West | EE | Direct Install | In-Unit LED - Standard | Residential | ResGENERALLIGHTS | 255633.4183 | 30.8295 | 100% | 100% | 97.52% | 97.78% | 7 | 249302.0858 | 30.1444 | 249302.0858 | 30.1444 | 3 | 2028 | 57% | 57% | 142102.1889 | 17.1823 | 6851 | 1.45 | 0 | 9933.95 | 9933.95 | 19593.86 | 19593.86 | 6851 | 1.45
Income-Eligible Multi-Family | Commercial & Residential | West | EE | Direct Install | Bathroom Aerator | Residential | ResWATERHEATING | 13057.2478 | 13.0685 | 100% | 100% | 45.74% | 55.41% | 10 | 5971.8864 | 7.2414 | 5971.8864 | 7.2414 | 0 | 0 | 0% | 0% | 0 | 0 | 443 | 8 | 0 | 3544 | 3544 | 0 | 0
Income-Eligible Multi-Family | Commercial & Residential | West | EE | Direct Install | Kitchen Aerator | Residential | ResWATERHEATING | 12285.4914 | 3.2292 | 100% | 100% | 28.92% | 52.76% | 10 | 3552.9738 | 1.7037 | 3552.9738 | 1.7037 | 0 | 0 | 0% | 0% | 0 | 0 | 414 | 8 | 0 | 3312 | 3312 | 0 | 0
Income-Eligible Multi-Family | Commercial & Residential | West | EE | Direct Install | Low-Flow Showerhead | Residential | ResWATERHEATING | 90620.4411 | 12.1296 | 100% | 100% | 30.97% | 54.83% | 10 | 28067.2093 | 6.6501 | 28067.2093 | 6.6501 | 0 | 0 | 0% | 0% | 0 | 0 | 399 | 12 | 0 | 4788 | 4788 | 0 | 0 | 399 | 12
Income-Eligible Multi-Family | Commercial & Residential | West | EE | Direct Install | Smart Power Strip | Residential | ResEvenDistribution | 412 | 0.046 | 100% | 100% | 100% | 100.5% | 7 | 412 | 0.046234 | 412 | 0.046234 | 0 | 0 | 0% | 0% | 0 | 0 | 4 | 16 | 0 | 64 | 64 | 0 | 0
Income-Eligible Multi-Family | Commercial & Residential | Metro | EE | Direct Install | In-Unit LED - Specialty | Residential | ResGENERALLIGHTS | 78619.1231 | 9.4815 | 100% | 100% | 123.9% | 124.4% | 7 | 97418.4712 | 11.7992 | 97418.4712 | 11.7992 | 3 | 2028 | 62% | 62% | 60399.4522 | 7.3155 | 2107 | 4 | 0 | 8428 | 8428 | 9607.92 | 9607.92 | 2107 | 4
Income-Eligible Multi-Family | Commercial & Residential | Metro | EE | Direct Install | In-Unit LED - Specialty | Residential | ResGENERALLIGHTS | 55074.4308 | 6.642 | 100% | 100% | 144% | 144.4% | 7 | 79301.8104 | 9.594 | 79301.8104 | 9.594 | 3 | 2028 | 62% | 62% | 49167.1225 | 5.9483 | 1476 | 4 | 0 | 5904 | 5904 | 6730.56 | 6730.56 | 1476 | 4
Income-Eligible Multi-Family | Commercial & Residential | Metro | EE | Direct Install | In-Unit LED - Specialty | Residential | ResGENERALLIGHTS | 8208.926 | 0.99 | 100% | 100% | 120.5% | 120% | 7 | 9889.2874 | 1.188 | 9889.2874 | 1.188 | 3 | 2028 | 70% | 70% | 6922.5012 | 0.8316 | 220 | 4 | 0 | 880 | 880 | 1003.2 | 1003.2 | 220 | 4
Income-Eligible Multi-Family | Commercial & Residential | Metro | EE | Direct Install | In-Unit LED - Standard | Residential | ResGENERALLIGHTS | 380632.9733 | 45.9045 | 100% | 100% | 97.52% | 97.78% | 7 | 371205.7477 | 44.8844 | 371205.7477 | 44.8844 | 3 | 2028 | 57% | 57% | 211587.2762 | 25.5841 | 10201 | 1.45 | 0 | 14791.45 | 14791.45 | 29174.86 | 29174.86 | 10201 | 1.45
Income-Eligible Multi-Family | Commercial & Residential | Metro | EE | Direct Install | Bathroom Aerator | Residential | ResWATERHEATING | 11288.7718 | 11.2985 | 100% | 100% | 45.74% | 55.41% | 10 | 5163.053 | 6.2606 | 5163.053 | 6.2606 | 0 | 0 | 0% | 0% | 0 | 0 | 383 | 8 | 0 | 3064 | 3064 | 0 | 0
Income-Eligible Multi-Family | Commercial & Residential | Metro | EE | Direct Install | Kitchen Aerator | Residential | ResWATERHEATING | 9763.1079 | 2.5662 | 100% | 100% | 28.92% | 52.76% | 10 | 2823.4985 | 1.3539 | 2823.4985 | 1.3539 | 0 | 0 | 0% | 0% | 0 | 0 | 329 | 8 | 0 | 2632 | 2632 | 0 | 0
Income-Eligible Multi-Family | Commercial & Residential | Metro | EE | Direct Install | Low-Flow Showerhead | Residential | ResWATERHEATING | 113903.1768 | 13.5688 | 100% | 100% | 23.22% | 46.18% | 10 | 26449.3 | 6.2667 | 26449.3 | 6.2667 | 0 | 0 | 0% | 0% | 0 | 0 | 376 | 12 | 0 | 4512 | 4512 | 0 | 0 | 376 | 12
Income-Eligible Multi-Family | Commercial & Residential | West | EE | Prescriptive | ASHP | Residential | ResCooling | 357742.35 | 108.3356 | 100% | 100% | 79.91% | 78.84% | 6 | 285867.03 | 85.41 | 285867.03 | 85.41 | 10 | 2027 | 11.76% | 19.54% | 33624 | 16.69 | 92 | 1800.0867 | 36000 | 165607.9764 | 165607.9764 | 0 | 0 | 92 | 1800.0867
Income-Eligible Multi-Family | Commercial & Residential | West | EE | Prescriptive | Bathroom Fan | Residential | ResHVACFan | 8302.8989 | 0.9771 | 100% | 100% | 134.6% | 214.3% | 19 | 11172.1563 | 2.0941 | 11172.1563 | 2.0941 | 0 | 0 | 0% | 0% | 0 | 0 | 101 | 43.5 | 5050 | 4393.5 | 4393.5 | 0 | 0 | 101 | 43.5
Income-Eligible Multi-Family | Commercial & Residential | West | EE | Prescriptive | Dishwasher | Residential | ResMiscInteriorEquipment | 3256 | 0.2376 | 100% | 100% | 85.69% | 86.49% | 11 | 2790 | 0.2055 | 2790 | 0.2055 | 0 | 0 | 0% | 0% | 0 | 0 | 88 | 75.67 | 4400 | 6658.96 | 6658.96 | 0 | 0 | 88 | 75.67
Income-Eligible Multi-Family | Commercial & Residential | West | EE | Prescriptive | Refrigerator | Residential | ResMiscInteriorEquipment | 36192 | 5.4548 | 100% | 100% | 60.04% | 60.04% | 6 | 21728.2689 | 3.275 | 21728.2689 | 3.275 | 11 | 2027 | 10.58% | 10.58% | 2297.9303 | 0.34635 | 52 | 451 | 10400 | 23452 | 23452 | 0 | 0 | 52 | 451
Income-Eligible Multi-Family | Commercial & Residential | West | EE | Prescriptive | Thermostat | Residential | ResHVACFan | 22884.49 | 0 | 100% | 100% | 176.6% | 0% | 16 | 40412.84 | 0 | 40412.84 | 0 | 0 | 0 | 0% | 0% | 0 | 0 | 92 | 30 | 4600 | 2760 | 2760 | 0 | 0 | 92 | 30
Income-Eligible Multi-Family | Commercial & Residential | West | EE | Prescriptive | Washing Machine | Residential | ResMiscInteriorEquipment | 142.2767 | 0.0205 | 100% | 100% | 84.65% | 84.56% | 14 | 120.4351 | 0.017335 | 120.4351 | 0.017335 | 0 | 0 | 0% | 0% | 0 | 0 | 1 | 84 | 100 | 84 | 84 | 0 | 0 | 1 | 84
Income-Eligible Multi-Family | Commercial & Residential | Metro | EE | Prescriptive | ASHP | Residential | ResCooling | 21572.4 | 6.5328 | 100% | 100% | 95.1% | 92.61% | 6 | 20516.26 | 6.05 | 20516.26 | 6.05 | 10 | 2027 | 17.43% | 24.79% | 3577 | 1.5 | 6 | 1810.815 | 3000 | 10864.8898 | 10864.8898 | 0 | 0 | 6 | 1810.815
Income-Eligible Multi-Family | Commercial & Residential | Metro | EE | Prescriptive | Bathroom Fan | Residential | ResHVACFan | 1179.1272 | 0.1464 | 100% | 100% | 18.71% | 50.23% | 19 | 220.6286 | 0.073531 | 220.6286 | 0.073531 | 0 | 0 | 0% | 0% | 0 | 0 | 24 | 43.5 | 1200 | 1044 | 1044 | 0 | 0 | 24 | 43.5
Income-Eligible Multi-Family | Commercial & Residential | Metro | EE | Prescriptive | Thermostat | Residential | ResHVACFan | 12685.97 | 0 | 100% | 100% | 176.6% | 0% | 16 | 22402.77 | 0 | 22402.77 | 0 | 0 | 0 | 0% | 0% | 0 | 0 | 51 | 30 | 2550 | 1530 | 1530 | 0 | 0 | 51 | 30
Income-Eligible Multi-Family | Commercial & Residential | West | EE | Custom | ASHP | Residential | ResCooling | 195665 | 31.105 | 100% | 100% | 99.38% | 63.49% | 6 | 194449.9909 | 19.7486 | 194449.9909 | 19.7486 | 10 | 2027 | 18.12% | 21.88% | 35237.2494 | 4.32 | 25 | 2214.6989 | 58699.5 | 55367.4725 | 55367.4725 | 0 | 0 | 25 | 2214.6989
Income-Eligible Multi-Family | Commercial & Residential | West | EE | Custom | Bathroom Aerator | Residential | ResWATERHEATING | 2643.755 | 0 | 100% | 100% | 73.66% | 0% | 10 | 1947.487 | 1.9475 | 1947.487 | 1.9475 | 0 | 0 | 0% | 0% | 0 | 0 | 25 | 8 | 793.13 | 200 | 200 | 0 | 0
Income-Eligible Multi-Family | Commercial & Residential | West | EE | Custom | Common area interior LED | Residential | CIInteriorLights | 270386.14 | 33.5705 | 100% | 100% | 113.2% | 63.83% | 8 | 306168.411 | 21.4287 | 306168.411 | 21.4287 | 2 | 2029 | 57% | 57% | 174515.9943 | 12.2143 | 737 | 24 | 0 | 17688 | 17688 | 3360.72 | 3360.72 | 737 | 24
Income-Eligible Multi-Family | Commercial & Residential | West | EE | Custom | In-Unit LED - Standard | Residential | ResGENERALLIGHTS | 43856.6616 | 5.3732 | 100% | 100% | 110.6% | 109.2% | 7 | 48499.2488 | 5.865 | 48499.2488 | 5.865 | 3 | 2028 | 57% | 57% | 27644.5718 | 3.343 | 1344 | 1.45 | 18261.46 | 1948.8 | 1948.8 | 3843.84 | 3843.84 | 1344 | 1.45
Income-Eligible Multi-Family | Commercial & Residential | West | EE | Custom | Kitchen Aerator | Residential | ResWATERHEATING | 3078.0875 | 0 | 100% | 100% | 71.29% | 0% | 10 | 2194.3677 | 0.57472 | 2194.3677 | 0.57472 | 0 | 0 | 0% | 0% | 0 | 0 | 25 | 8 | 923.43 | 200 | 200 | 0 | 0
Income-Eligible Multi-Family | Commercial & Residential | West | EE | Custom | LED Exit Sign | Residential | ResEvenDistribution | 841 | 0.1 | 100% | 100% | 111% | 14.25% | 5 | 933.4656 | 0.014254 | 933.4656 | 0.014254 | 0 | 0 | 0% | 0% | 0 | 0 | 6 | 30 | 0 | 180 | 180 | 0 | 0 | 6 | 30
Income-Eligible Multi-Family | Commercial & Residential | West | EE | Custom | Low Flow Showerhead | Residential | ResWATERHEATING | 8074.9584 | 0 | 100% | 100% | 65.14% | 0% | 10 | 5260.1601 | 0.70304 | 5260.1601 | 0.70304 | 0 | 0 | 0% | 0% | 0 | 0 | 24 | 12 | 2422.49 | 288 | 288 | 0 | 0 | 24 | 12
Income-Eligible Multi-Family | Commercial & Residential | West | EE | Custom | Refrigerator | Residential | ResMiscInteriorEquipment | 1656 | 0.2016 | 100% | 100% | 133.2% | 164.9% | 17 | 2206.2182 | 0.33253 | 2206.2182 | 0.33253 | 0 | 0 | 0% | 0% | 0 | 0 | 36 | 40 | 496.8 | 1440 | 1440 | 0 | 0 | 36 | 451
Income-Eligible Multi-Family | Commercial & Residential | West | EE | Custom | Screw In - LEDs - Common Area (Interior) | Residential | CIInteriorLights | 482 | 0.05 | 100% | 100% | 100.7% | 14.6% | 7 | 485.5388 | 0.0072993 | 485.5388 | 0.0072993 | 3 | 2028 | 57% | 57% | 276.7571 | 0.0041606 | 1 | 1.45 | 0 | 1.45 | 1.45 | 2.86 | 2.86 | 1 | 1.45
Income-Eligible Multi-Family | Commercial & Residential | West | EE | Custom | Screw In - LEDs (In-Unit) | Residential | ResGENERALLIGHTS | 17014.8648 | 2.052 | 100% | 100% | 27.03% | 27.11% | 7 | 4599.803 | 0.55625 | 4599.803 | 0.55625 | 3 | 2028 | 57% | 57% | 2621.8877 | 0.31706 | 456 | 1.45 | 0 | 661.2 | 661.2 | 1304.16 | 1304.16 | 456 | 1.45
Income-Eligible Multi-Family | Commercial & Residential | West | EE | Custom | Exterior LED | Residential | CIExteriorLights | 46301.1 | 0.26 | 100% | 100% | 101% | 0% | 7 | 46750.368 | 0 | 46750.368 | 0 | 3 | 2028 | 57% | 0% | 26647.7098 | 0 | 62 | 3.93 | 0 | 243.66 | 243.66 | 282.72 | 282.72 | 62 | 3.93
Income-Eligible Multi-Family | Commercial & Residential | Metro | EE | Custom | ASHP | Residential | ResCooling | 157675 | 13.14 | 100% | 100% | 100.3% | 143.5% | 6 | 158075.0147 | 18.8509 | 158075.0147 | 18.8509 | 10 | 2027 | 19.55% | 21.88% | 30902.3392 | 4.1236 | 25 | 1869.4489 | 47302.5 | 46736.2225 | 46736.2225 | 0 | 0 | 25 | 1869.4489
Income-Eligible Multi-Family | Commercial & Residential | Metro | EE | Custom | Bathroom Aerator | Residential | ResWATERHEATING | 1492.944 | 0 | 100% | 100% | 73.66% | 0% | 10 | 1099.7573 | 1.0998 | 1099.7573 | 1.0998 | 0 | 0 | 0% | 0% | 0 | 0 | 24 | 8 | 447.84 | 192 | 192 | 0 | 0
Income-Eligible Multi-Family | Commercial & Residential | Metro | EE | Custom | Chiller | Residential | ResCooling | 22821 | 0.7164 | 100% | 100% | 100% | 60.33% | 23 | 22821.66 | 0.43222 | 22821.662 | 0.43222 | 0 | 0 | 0% | 0% | 0 | 0 | 1 | 10735 | 6846.3 | 10735 | 10735 | 0 | 0 | 1 | 10735
Income-Eligible Multi-Family | Commercial & Residential | Metro | EE | Custom | Common area interior LED | Residential | CIInteriorLights | 41565.62 | 5.8945 | 100% | 100% | 105.3% | 37.47% | 8 | 43782.4722 | 2.2088 | 43782.4722 | 2.2088 | 2 | 2029 | 57% | 57% | 24956.0092 | 1.259 | 398 | 26 | 0 | 10348 | 10348 | 1814.88 | 1814.88 | 398 | 26
Income-Eligible Multi-Family | Commercial & Residential | Metro | EE | Custom | Elevator | Residential | ResMiscInteriorEquipment | 4630 | 0 | 100% | 100% | 100% | 0% | 25 | 4630 | 0 | 4630 | 0 | 0 | 0 | 0% | 0% | 0 | 0 | 1 | 4305 | 1389 | 4305 | 4305 | 0 | 0 | 1 | 4305
Income-Eligible Multi-Family | Commercial & Residential | Metro | EE | Custom | Exterior LED | Residential | CIExteriorLights | 89272.06 | 6.05 | 100% | 100% | 99.38% | 0% | 7 | 88715.1768 | 1.8024 | 88715.1768 | 1.8024 | 3 | 2028 | 57% | 57% | 50567.6508 | 1.0274 | 255 | 3.93 | 0 | 1002.15 | 1002.15 | 1162.8 | 1162.8 | 255 | 3.93
Income-Eligible Multi-Family | Commercial & Residential | Metro | EE | Custom | Low Flow Showerhead | Residential | ResWATERHEATING | 6056.22 | 0 | 100% | 100% | 65.14% | 0% | 10 | 3945.1201 | 0.52728 | 3945.1201 | 0.52728 | 0 | 0 | 0% | 0% | 0 | 0 | 24 | 12 | 1816.8 | 288 | 288 | 0 | 0 | 24 | 12
Income-Eligible Multi-Family | Commercial & Residential | Metro | EE | Custom | Smart Thermostat | Residential | ResHVACFan | 3990 | 0 | 100% | 100% | 70.97% | 0% | 11 | 2831.6478 | 0.24098 | 2831.6478 | 0.24098 | 0 | 0 | 0% | 0% | 0 | 0 | 6 | 125 | 1197 | 750 | 750 | 0 | 0 | 6 | 125
Home Energy Reports | Residential | West | EE | Home Energy Report |  | Residential | ResWholeBldg | 23194337 | 4302.65 | 100% | 100% | 97.67% | 88.46% | 1 | 22654916 | 3806.27 | 22654916 | 3806.27
Home Energy Reports | Residential | Metro | EE | Home Energy Report |  | Residential | ResWholeBldg | 17764315 | 3922.4 | 100% | 100% | 85.41% | 64.99% | 1 | 15173099 | 2549.24 | 15173099 | 2549.24
Income-Eligible Home Energy Reports | Residential | Metro | EE | Low Income Energy Report |  | Residential | ResWholeBldg | 496111 | 172.13 | 100% | 100% | 298.7% | 144.6% | 1 | 1481796 | 248.96 | 1481796 | 248.96
Note on AI83: [Threaded comment] Your version of Excel allows you to read this threaded comment; however, any edits to it will get removed if the file is opened in a newer version of Excel. Learn more: https://go.microsoft.com/fwlink/?linkid=870924 Comment: From DEER, Incremental cost for 50HP 1200 RPM motor