## ExPostGross kWh_Res
1M - RES (Gross Values)
| kWh Savings | Jan | Feb | Mar | Apr | May | Jun | Jul | Aug | Sep | Oct | Nov | Dec | Jan | Feb | Mar | Total
Efficient Products | Building Shell | 0 | 0 | 0 | 0 | 0 | 0 | 0 | 0 | 0 | 0 | 0 | 0 |  |  |  | 0
| Cooling | 17662.5164 | 143763.597 | 719428.6474 | 102799.4321 | 88770.4698 | 78694.3065 | 105340.4699 | 163240.7734 | 71808.4484 | 22577.1859 | 435104.5847 | 902578.9693 |  |  |  | 2851769.401
| Freezer | 0 | 0 | 0 | 0 | 0 | 0 | 0 | 0 | 0 | 0 | 0 | 0 |  |  |  | 0
| Heating | 25702.4762 | 209204.6444 | 1046911.8583 | 149593.632 | 128953.4974 | 114690.5263 | 152367.1082 | 235070.5841 | 103847.0995 | 31953.4882 | 630812.6978 | 1309838.2424 |  |  |  | 4138945.8549
| HVAC | 0 | 0 | 0 | 0 | 0 | 0 | 0 | 0 | 0 | 0 | 0 | 0 |  |  |  | 0
| Lighting | 0 | 0 | 0 | 0 | 0 | 0 | 0 | 0 | 0 | 0 | 0 | 0 |  |  |  | 0
| Miscellaneous | 1684.3748 | 5446.1453 | 23132.0812 | 2751.1456 | 1908.9582 | 5165.4162 | 7860.416 | 6176.0411 | 4154.7913 | 1066.7707 | 13330.8317 | 15787.3017 |  |  |  | 88464.2738
| Pool Spa | 0 | 0 | 0 | 0 | 0 | 0 | 0 | 0 | 0 | 0 | 0 | 0 |  |  |  | 0
| Refrigeration | 0 | 0 | 0 | 0 | 0 | 0 | 0 | 0 | 0 | 0 | 0 | 0 |  |  |  | 0
| Water Heating | 22761.3623 | 31865.9072 | 36418.1797 | 45522.7246 | 27313.6348 | 11380.6812 | 34142.0435 | 34142.0435 | 34142.0435 | 18209.0898 | 45522.7246 | 154777.2637 |  |  |  | 496197.6982
| Motors(uses bus. load shape) | 0 | 0 | 0 | 0 | 0 | 0 | 0 | 0 | 0 | 0 | 0 | 0 |  |  |  | 0
| Monthly Total | 67810.7297 | 390280.294 | 1825890.7667 | 300666.9343 | 246946.5601 | 209930.9302 | 299710.0376 | 438629.442 | 213952.3826 | 73806.5348 | 1124770.8389 | 2382981.777 | 0 | 0 | 0 | 7575377.228
|  | 1M - RES (Gross Values) Apr: 0 | 7575377.228
| kWh Savings | Jan | Feb | Mar | Apr | May | Jun | Jul | Aug | Sep | Oct | Nov | Dec | Jan | Feb | Mar | Total
HVAC and HVAC Extension (Heating and Cooling) | Building Shell | 0 | 0 | 0 | 0 | 0 | 0 | 0 | 0 | 0 | 0 | 0 | 0 |  |  |  | 0
| Cooling | 0 | 905553.4419 | 1083693.1451 | 1254381.7978 | 1533082.0103 | 1346016.5938 | 2818386.8838 | 1939715.1231 | 2379719.4751 | 2002462.9203 | 1007389.4614 | 3305461.4686 |  |  |  | 19575862.3212
| Freezer | 0 | 0 | 0 | 0 | 0 | 0 | 0 | 0 | 0 | 0 | 0 | 0 |  |  |  | 0
| Heating | 0 | 453679.5738 | 622651.5302 | 632704.8227 | 803954.1332 | 629533.016 | 1475747.9413 | 1231483.6767 | 1094855.2977 | 1010151.7845 | 505638.3215 | 1959963.9004 |  |  |  | 10420363.998
| HVAC | 0 | 0 | 0 | 0 | 0 | 0 | 0 | 0 | 0 | 0 | 0 | 0 |  |  |  | 0
| Lighting | 0 | 0 | 0 | 0 | 0 | 0 | 0 | 0 | 0 | 0 | 0 | 0 |  |  |  | 0
| Miscellaneous | 0 | 0 | 0 | 0 | 0 | 0 | 0 | 0 | 0 | 0 | 0 | 0 |  |  |  | 0
| Pool Spa | 0 | 0 | 0 | 0 | 0 | 0 | 0 | 0 | 0 | 0 | 0 | 0 |  |  |  | 0
| Refrigeration | 0 | 0 | 0 | 0 | 0 | 0 | 0 | 0 | 0 | 0 | 0 | 0 |  |  |  | 0
| Water Heating | 0 | 0 | 0 | 0 | 0 | 0 | 0 | 0 | 0 | 0 | 0 | 0 |  |  |  | 0
| Motors(uses bus. load shape) | 0 | 0 | 0 | 0 | 0 | 0 | 0 | 0 | 0 | 0 | 0 | 0 |  |  |  | 0
| Monthly Total | 0 | 1359233.0156 | 1706344.6753 | 1887086.6205 | 2337036.1434 | 1975549.6099 | 4294134.8252 | 3171198.7998 | 3474574.7728 | 3012614.7048 | 1513027.7828 | 5265425.3689 | 0 | 0 | 0 | 29996226.3192
|  | 0 Apr: 0 | 29996226.3192
| kWh Savings | Jan | Feb | Mar | Apr | May | Jun | Jul | Aug | Sep | Oct | Nov | Dec | Jan | Feb | Mar | Total
Targeted Community Lighting | Building Shell | 0 | 0 | 0 | 0 | 0 | 0 | 0 | 0 | 0 | 0 | 0 | 0 |  |  |  | 0
| Cooling | 0 | 0 | 0 | 0 | 0 | 0 | 0 | 0 | 0 | 0 | 0 | 0 |  |  |  | 0
| Freezer | 0 | 0 | 0 | 0 | 0 | 0 | 0 | 0 | 0 | 0 | 0 | 0 |  |  |  | 0
| Heating | 0 | 0 | 0 | 0 | 0 | 0 | 0 | 0 | 0 | 0 | 0 | 0 |  |  |  | 0
| HVAC | 0 | 0 | 0 | 0 | 0 | 0 | 0 | 0 | 0 | 0 | 0 | 0 |  |  |  | 0
| Lighting | 0 | 196008.4614 | 238406.8835 | 3258061.9519 | 2950917.0062 | 4529819.4658 | 980064.6803 | 298181.5044 | 624671.8386 | 286859.5072 | 222156.5008 | 2436665.4237 |  |  |  | 16021813.2238
| Miscellaneous | 0 | 0 | 0 | 0 | 0 | 0 | 0 | 0 | 0 | 0 | 0 | 0 |  |  |  | 0
| Pool Spa | 0 | 0 | 0 | 0 | 0 | 0 | 0 | 0 | 0 | 0 | 0 | 0 |  |  |  | 0
| Refrigeration | 0 | 0 | 0 | 0 | 0 | 0 | 0 | 0 | 0 | 0 | 0 | 0 |  |  |  | 0
| Water Heating | 0 | 0 | 0 | 0 | 0 | 0 | 0 | 0 | 0 | 0 | 0 | 0 |  |  |  | 0
| Motors(uses bus. load shape) | 0 | 0 | 0 | 0 | 0 | 0 | 0 | 0 | 0 | 0 | 0 | 0 |  |  |  | 0
| Monthly Total | 0 | 196008.4614 | 238406.8835 | 3258061.9519 | 2950917.0062 | 4529819.4658 | 980064.6803 | 298181.5044 | 624671.8386 | 286859.5072 | 222156.5008 | 2436665.4237 | 0 | 0 | 0 | 16021813.2238
|  | 0 Apr: 0 | 16021813.2238
| kWh Savings | Jan | Feb | Mar | Apr | May | Jun | Jul | Aug | Sep | Oct | Nov | Dec | Jan | Feb | Mar | Total
Multifamily Income Eligible | Building Shell | 0 | 0 | 5496.0346 | 11473.9807 | 0 | 0 | 1832.0115 | 0 | 0 | 0 | 16488.1038 | 0 |  |  |  | 35290.1307
| Cooling | 772.9428 | 47768.7726 | 51137.3035 | 65355.5224 | 20254.0365 | 4171.8631 | 28418.4665 | 112553.696 | 772.9428 | 0 | 1310.0578 | 4830.8926 |  |  |  | 337346.4967
| Freezer | 0 | 0 | 0 | 0 | 0 | 0 | 0 | 0 | 0 | 0 | 0 | 0 |  |  |  | 0
| Heating | 2793.001 | 10163.7668 | 24904.6895 | 50973.5601 | 26429.0766 | 11327.3037 | 37106.5716 | 152623.2535 | 2793.001 | 0 | 6143.7076 | 17456.2561 |  |  |  | 342714.1876
| HVAC | 36602.3577 | 470227.1062 | 655561.9683 | 307607.1348 | 428917.1439 | 426307.3713 | 385353.8624 | 426186.52 | 976523.3303 | 65359.6183 | 240107.764 | 570934.2377 |  |  |  | 4989688.4149
| Lighting | 0 | 2136.2108 | 2477.1963 | 52148.1576 | 5344.9224 | 3674.6342 | 16623.7637 | 42056.1001 | 1090.0829 | 0 | 298.8937 | 0 |  |  |  | 125849.9616
| Miscellaneous | 0 | 0 | 0 | 0 | 15697.7994 | 0 | 14774.3994 | 0 | 0 | 0 | 0 | 0 |  |  |  | 30472.1988
| Pool Spa | 0 | 0 | 0 | 0 | 0 | 0 | 0 | 0 | 0 | 0 | 0 | 0 |  |  |  | 0
| Refrigeration | 0 | 0 | 0 | 0 | 0 | 0 | 0 | 0 | 0 | 0 | 0 | 0 |  |  |  | 0
| Water Heating | 0 | 0 | 60.2883 | 142982.5418 | 0 | 0 | 20832.1144 | 0 | 0 | 0 | 0 | 0 |  |  |  | 163874.9446
| Motors(uses bus. load shape) | 0 | 0 | 0 | 0 | 0 | 0 | 0 | 0 | 0 | 0 | 0 | 0 |  |  |  | 0
| Monthly Total | 40168.3015 | 530295.8564 | 739637.4805 | 630540.8974 | 496642.9788 | 445481.1724 | 504941.1896 | 733419.5696 | 981179.357 | 65359.6183 | 264348.527 | 593221.3863 | 0 | 0 | 0 | 6025236.3347
|  | 0 Apr: 0 | 6025236.3347
| kWh Savings | Jan | Feb | Mar | Apr | May | Jun | Jul | Aug | Sep | Oct | Nov | Dec | Jan | Feb | Mar | Total
Multifamily Market Rate | Building Shell | 0 | 0 | 0 | 0 | 0 | 0 | 0 | 0 | 0 | 0 | 0 | 0 |  |  |  | 0
| Cooling | 3233.5143 | 32347.6553 | 1154.7608 | 0 | 0 | 1154.7608 | 0 | 55260.5778 | 28091.3634 | 0 | 51663.5261 | 256839.1995 |  |  |  | 429745.358
| Freezer | 0 | 0 | 0 | 0 | 0 | 0 | 0 | 0 | 0 | 0 | 0 | 0 |  |  |  | 0
| Heating | 6082.7731 | 0 | 2945.7237 | 0 | 0 | 2945.7237 | 0 | 0 | 2257.6891 | 0 | 21510.232 | 366042.0149 |  |  |  | 401784.1563
| HVAC | 0 | 13480.7446 | 18962.1877 | 0 | 0 | 2519.469 | 0 | 23029.6054 | 238662.2498 | 0 | 26332.0247 | 218201.3778 |  |  |  | 541187.659
| Lighting | 0 | 0 | 0 | 0 | 0 | 0 | 0 | 0 | 0 | 0 | 0 | 6394.0243 |  |  |  | 6394.0243
| Miscellaneous | 0 | 0 | 0 | 0 | 0 | 0 | 0 | 0 | 0 | 0 | 0 | 0 |  |  |  | 0
| Pool Spa | 0 | 0 | 0 | 0 | 0 | 0 | 0 | 0 | 0 | 0 | 0 | 0 |  |  |  | 0
| Refrigeration | 0 | 0 | 0 | 0 | 0 | 0 | 0 | 0 | 0 | 0 | 0 | 0 |  |  |  | 0
| Water Heating | 0 | 0 | 0 | 0 | 0 | 0 | 0 | 0 | 0 | 0 | 0 | 42670.1396 |  |  |  | 42670.1396
| Motors(uses bus. load shape) | 0 | 0 | 0 | 0 | 0 | 0 | 0 | 0 | 0 | 0 | 0 | 0 |  |  |  | 0
| Monthly Total | 9316.2874 | 45828.3999 | 23062.6722 | 0 | 0 | 6619.9535 | 0 | 78290.1832 | 269011.3022 | 0 | 99505.7828 | 890146.7562 | 0 | 0 | 0 | 1421781.3373
|  | 0 Apr: 0 | 1421781.3373
| kWh Savings | Jan | Feb | Mar | Apr | May | Jun | Jul | Aug | Sep | Oct | Nov | Dec | Jan | Feb | Mar | Total
Res Demand Response - Optimization | Building Shell | 0 | 0 | 0 | 0 | 0 | 0 | 0 | 0 | 0 | 0 | 0 | 0 |  |  |  | 0
| Cooling | [15 empty] | 0
| Freezer | 0 | 0 | 0 | 0 | 0 | 0 | 0 | 0 | 0 | 0 | 0 | 0 |  |  |  | 0
| Heating | 0 | 0 | 0 | 0 | 0 | 0 | 0 | 0 | 0 | 0 | 0 | 0 |  |  |  | 0
| HVAC | -496046.242 | 7698.3356 | 2525.0541 | 5604.3883 | 4003.1345 | 5111.6948 | 8252.6157 | 3572.0277 | 4003.1345 | 8252.6157 | 7513.5755 | 7390.4021 |  |  |  | -432119.2635
| Lighting | 0 | 0 | 0 | 0 | 0 | 0 | 0 | 0 | 0 | 0 | 0 | 0 |  |  |  | 0
| Miscellaneous | 0 | 0 | 0 | 0 | 0 | 0 | 0 | 0 | 0 | 0 | 0 | 0 |  |  |  | 0
| Pool Spa | 0 | 0 | 0 | 0 | 0 | 0 | 0 | 0 | 0 | 0 | 0 | 0 |  |  |  | 0
| Refrigeration | 0 | 0 | 0 | 0 | 0 | 0 | 0 | 0 | 0 | 0 | 0 | 0 |  |  |  | 0
| Water Heating | 0 | 0 | 0 | 0 | 0 | 0 | 0 | 0 | 0 | 0 | 0 | 0 |  |  |  | 0
| Motors(uses bus. load shape) | 0 | 0 | 0 | 0 | 0 | 0 | 0 | 0 | 0 | 0 | 0 | 0 |  |  |  | 0
| Monthly Total | -496046.242 | 7698.3356 | 2525.0541 | 5604.3883 | 4003.1345 | 5111.6948 | 8252.6157 | 3572.0277 | 4003.1345 | 8252.6157 | 7513.5755 | 7390.4021 | 0 | 0 | 0 | -432119.2635
|  | 0 Apr: 0 | -432119.2635
| kWh Savings | Jan | Feb | Mar | Apr | May | Jun | Jul | Aug | Sep | Oct | Nov | Dec | Jan | Feb | Mar | Total
Single Family Income Eligible | Building Shell | 0 | 2516.5191 | 761.7164 | 1354.0524 | 1893.0244 | 4583.4358 | 12132.9955 | 5206.9329 | 4059.8793 | 3998.5804 | 0 | 438.7013 |  |  |  | 36945.8376
| Cooling | 0 | 59308.8984 | 29834.0463 | 17184.6842 | 61590.3998 | 54661.0773 | 62195.5752 | 37012.9109 | 27007.7771 | 47902.9423 | 4290.1006 | 22884.326 |  |  |  | 423872.738
| Freezer | [15 empty] | 0
| Heating | 0 | 1260.1786 | 31679.9793 | 519.066 | 17913.4992 | 9840.9055 | 17582.6009 | 16584.397 | 71016.2887 | 165411.8672 | 7952.8092 | 8802.7735 |  |  |  | 348564.3651
| HVAC | 0 | 29417.8754 | 12282.1031 | 9703.2761 | 28845.271 | 27541.9956 | 30661.8314 | 9995.4937 | 2638.083 | 1978.5623 | 1319.0415 | 3957.1245 |  |  |  | 158340.6576
| Lighting | 0 | 22.9014 | 157.4468 | 574.9186 | 4786.0911 | 1725.3784 | 1781.8062 | 390.4059 | 130.163 | 691.1006 | 587.4927 | 498.9951 |  |  |  | 11346.6998
| Miscellaneous | 0 | 0 | 0 | 2000.6999 | 10311.2996 | 615.6 | 307.8 | 153.9 | 0 | 0 | 0 | 0 |  |  |  | 13389.2995
| Pool Spa | [15 empty] | 0
| Refrigeration | 0 | 13551.8496 | 0 | 1129.3208 | 2823.302 | 4517.2832 | 14116.51 | 0 | 0 | 9599.2268 | 0 | 5646.604 |  |  |  | 51384.0964
| Water Heating | 0 | 0 | 0 | 0 | 629.1268 | 105.8791 | 11209.8725 | 1349.1974 | 0 | 158.3672 | 462.8406 | 925.6811 |  |  |  | 14840.9646
| Motors(uses bus. load shape) | [15 empty] | 0
| Monthly Total | 0 | 106078.2225 | 74715.292 | 32466.018 | 128792.014 | 103591.5549 | 149988.9917 | 70693.2378 | 104852.1911 | 229740.6467 | 14612.2845 | 43154.2055 | 0 | 0 | 0 | 1058684.6587
|  | 0 Apr: 0 | 1058684.6587
| kWh Savings | Jan | Feb | Mar | Apr | May | Jun | Jul | Aug | Sep | Oct | Nov | Dec | Jan | Feb | Mar | Total
Single Family Income Eligible - Grants | Building Shell | 0 | 0 | 0 | 0 | 0 | 0 | 0 | 0 | 0 | 0 | 0 | 0 |  |  |  | 0
| Cooling | 0 | 0 | 0 | 0 | 0 | 63784.0008 | 0 | 0 | 0 | 0 | 0 | 0 |  |  |  | 63784.0008
| Freezer | 0 | 0 | 0 | 0 | 0 | 0 | 0 | 0 | 0 | 0 | 0 | 0 |  |  |  | 0
| Heating | 0 | 0 | 0 | 0 | 0 | 0 | 0 | 0 | 0 | 0 | 0 | 0 |  |  |  | 0
| HVAC | 0 | 0 | 0 | 0 | 0 | 0 | 0 | 0 | 0 | 0 | 0 | 0 |  |  |  | 0
| Lighting | 0 | 0 | 0 | 0 | 0 | 0 | 0 | 0 | 0 | 0 | 0 | 0 |  |  |  | 0
| Miscellaneous | 0 | 0 | 0 | 0 | 0 | 0 | 0 | 0 | 0 | 0 | 0 | 0 |  |  |  | 0
| Pool Spa | 0 | 0 | 0 | 0 | 0 | 0 | 0 | 0 | 0 | 0 | 0 | 0 |  |  |  | 0
| Refrigeration | 0 | 0 | 0 | 0 | 0 | 0 | 0 | 0 | 0 | 0 | 0 | 0 |  |  |  | 0
| Water Heating | 0 | 0 | 0 | 0 | 0 | 0 | 0 | 0 | 0 | 0 | 0 | 0 |  |  |  | 0
| Motors(uses bus. load shape) | 0 | 0 | 0 | 0 | 0 | 0 | 0 | 0 | 0 | 0 | 0 | 0 |  |  |  | 0
| Monthly Total | 0 | 0 | 0 | 0 | 0 | 63784.0008 | 0 | 0 | 0 | 0 | 0 | 0 | 0 | 0 | 0 | 63784.0008
|  | 0 Apr: 0 | 63784.0008
| kWh Savings | Jan | Feb | Mar | Apr | May | Jun | Jul | Aug | Sep | Oct | Nov | Dec | Jan | Feb | Mar | Total
Pay As You Save | Building Shell | 10677.7433 | 10839.7079 | 3305.2996 | 8237.4569 | 6286.67 | 1950.7869 | 13710.6981 | 7424.0281 | 8995.6956 | 10188.2437 | 8020.3021 | 9430.005 |  |  |  | 99066.6371
| Cooling | 0 | 0 | 0 | 0 | 0 | 0 | 0 | 0 | 0 | 0 | 0 | 0 |  |  |  | 0
| Freezer | 0 | 0 | 0 | 0 | 0 | 0 | 0 | 0 | 0 | 0 | 0 | 0 |  |  |  | 0
| Heating | 0 | 0 | 0 | 0 | 0 | 0 | 0 | 0 | 0 | 0 | 0 | 0 |  |  |  | 0
| HVAC | 45428.0926 | 65881.0695 | 32404.2837 | 27618.5215 | 32404.2837 | 25050.815 | 62702.7366 | 33401.0866 | 35470.3917 | 50177.3291 | 21872.4821 | 39034.9012 |  |  |  | 471445.9934
| Lighting | 4558.5251 | 6612.7343 | 4689.9587 | 7492.8608 | 6420.5175 | 4733.2749 | 12625.6764 | 7318.8959 | 7178.1176 | 11304.8755 | 6687.8396 | 5555.4131 |  |  |  | 85178.6894
| Miscellaneous | 1727.25 | 2210.88 | 2740.57 | 2671.48 | 3546.62 | 2233.91 | 4352.67 | 4053.28 | 2487.24 | 4836.3 | 2441.18 | 3454.5 |  |  |  | 36755.88
| Pool Spa | 0 | 0 | 0 | 0 | 0 | 0 | 0 | 0 | 0 | 0 | 0 | 0 |  |  |  | 0
| Refrigeration | 0 | 0 | 0 | 0 | 0 | 0 | 0 | 0 | 0 | 0 | 0 | 0 |  |  |  | 0
| Water Heating | 794.7552 | 1096.1233 | 1120.0985 | 652.8972 | 827.3036 | 1360.2385 | 8061.8252 | 4842.9067 | 4976.2616 | 6743.1937 | 3442.9484 | 4155.8342 |  |  |  | 38074.3861
| Motors(uses bus. load shape) | 0 | 0 | 0 | 0 | 0 | 0 | 0 | 0 | 0 | 0 | 0 | 0 |  |  |  | 0
| Monthly Total | 63186.3663 | 86640.515 | 44260.2105 | 46673.2164 | 49485.3948 | 35329.0253 | 101453.6062 | 57040.1973 | 59107.7065 | 83249.942 | 42464.7522 | 61630.6535 | 0 | 0 | 0 | 730521.586
|  | 0 Apr: 0 | 730521.586
| kWh Savings | Jan | Feb | Mar | Apr | May | Jun | Jul | Aug | Sep | Oct | Nov | Dec | Jan | Feb | Mar | Total
Res Demand Response - Event Savings | Building Shell | 0 | 0 | 0 | 0 | 0 | 0 | 0 | 0 | 0 | 0 | 0 | 0 |  |  |  | 0
| Cooling | 0 | 0 | 0 | 0 | 0 | 0 | 0 | 0 | 0 | 0 | 0 | 0 |  |  |  | 0
| Freezer | 0 | 0 | 0 | 0 | 0 | 0 | 0 | 0 | 0 | 0 | 0 | 0 |  |  |  | 0
| Heating | 0 | 0 | 0 | 0 | 0 | 0 | 0 | 0 | 0 | 0 | 0 | 0 |  |  |  | 0
| HVAC | 0 | 0 | 0 | 0 | 0 | 27017.1259 | 181731.1938 | 134886.8766 | 389.7297 | 0 | 0 | 0 |  |  |  | 344024.926
| Lighting | 0 | 0 | 0 | 0 | 0 | 0 | 0 | 0 | 0 | 0 | 0 | 0 |  |  |  | 0
| Miscellaneous | 0 | 0 | 0 | 0 | 0 | 0 | 0 | 0 | 0 | 0 | 0 | 0 |  |  |  | 0
| Pool Spa | 0 | 0 | 0 | 0 | 0 | 0 | 0 | 0 | 0 | 0 | 0 | 0 |  |  |  | 0
| Refrigeration | 0 | 0 | 0 | 0 | 0 | 0 | 0 | 0 | 0 | 0 | 0 | 0 |  |  |  | 0
| Water Heating | 0 | 0 | 0 | 0 | 0 | 0 | 0 | 0 | 0 | 0 | 0 | 0 |  |  |  | 0
| Motors(uses bus. load shape) | 0 | 0 | 0 | 0 | 0 | 0 | 0 | 0 | 0 | 0 | 0 | 0 |  |  |  | 0
| Monthly Total | 0 | 0 | 0 | 0 | 0 | 27017.1259 | 181731.1938 | 134886.8766 | 389.7297 | 0 | 0 | 0 | 0 | 0 | 0 | 344024.926
344024.926
| kWh Savings | Jan | Feb | Mar | Apr | May | Jun | Jul | Aug | Sep | Oct | Nov | Dec | Jan | Feb | Mar | Total
1M TOTAL (W/O LOW INCOME) (w/ DR efficiency but not DR events) | Building Shell | 10677.7433 | 10839.7079 | 3305.2996 | 8237.4569 | 6286.67 | 1950.7869 | 13710.6981 | 7424.0281 | 8995.6956 | 10188.2437 | 8020.3021 | 9430.005 | 0 | 0 | 0 | 99066.6371
| Cooling | 20896.0307 | 1081664.6942 | 1804276.5533 | 1357181.2298 | 1621852.4801 | 1425865.6612 | 2923727.3538 | 2158216.4743 | 2479619.2869 | 2025040.1062 | 1494157.5722 | 4464879.6374 | 0 | 0 | 0 | 22857377.0802
| Freezer | 0 | 0 | 0 | 0 | 0 | 0 | 0 | 0 | 0 | 0 | 0 | 0 | 0 | 0 | 0 | 0
| Heating | 31785.2493 | 662884.2182 | 1672509.1122 | 782298.4547 | 932907.6305 | 747169.266 | 1628115.0496 | 1466554.2608 | 1200960.0862 | 1042105.2728 | 1157961.2513 | 3635844.1577 | 0 | 0 | 0 | 14961094.0093
| HVAC | -450618.1494 | 87060.1497 | 53891.5255 | 33222.9098 | 36407.4182 | 32681.9788 | 70955.3523 | 60002.7198 | 278135.776 | 58429.9448 | 55718.0823 | 264626.6812 | 0 | 0 | 0 | 580514.3889
| Lighting | 4558.5251 | 6612.7343 | 4689.9587 | 7492.8608 | 6420.5175 | 4733.2749 | 12625.6764 | 7318.8959 | 7178.1176 | 11304.8755 | 6687.8396 | 11949.4374 | 0 | 0 | 0 | 91572.7137
| Miscellaneous | 3411.6248 | 7657.0253 | 25872.6512 | 5422.6256 | 5455.5782 | 7399.3262 | 12213.086 | 10229.3211 | 6642.0313 | 5903.0707 | 15772.0117 | 19241.8017 | 0 | 0 | 0 | 125220.1538
| Pool Spa | 0 | 0 | 0 | 0 | 0 | 0 | 0 | 0 | 0 | 0 | 0 | 0 | 0 | 0 | 0 | 0
| Refrigeration | 0 | 0 | 0 | 0 | 0 | 0 | 0 | 0 | 0 | 0 | 0 | 0 | 0 | 0 | 0 | 0
| Water Heating | 23556.1175 | 32962.0305 | 37538.2781 | 46175.6218 | 28140.9384 | 12740.9197 | 42203.8686 | 38984.9502 | 39118.3051 | 24952.2836 | 48965.673 | 201603.2375 | 0 | 0 | 0 | 576942.224
| Motors(uses bus. load shape) | 0 | 0 | 0 | 0 | 0 | 0 | 0 | 0 | 0 | 0 | 0 | 0 | 0 | 0 | 0 | 0
| Monthly Total | -355732.8586 | 1889680.5601 | 3602083.3787 | 2240031.1594 | 2637471.2329 | 2232541.2136 | 4703551.0847 | 3748730.65 | 4020649.2986 | 3177923.7974 | 2787282.7323 | 8607574.9578 | 0 | 0 | 0 | 39291787.207 | 39291787.207
39291787.207
| kWh Savings | Jan | Feb | Mar | Apr | May | Jun | Jul | Aug | Sep | Oct | Nov | Dec | Jan | Feb | Mar | Total
LOW INCOME 1M TOTAL | Building Shell | 0 | 2516.5191 | 6257.751 | 12828.0331 | 1893.0244 | 4583.4358 | 13965.007 | 5206.9329 | 4059.8793 | 3998.5804 | 16488.1038 | 438.7013 | 0 | 0 | 0 | 72235.9683
| Cooling | 772.9428 | 107077.671 | 80971.3498 | 82540.2066 | 81844.4363 | 122616.9412 | 90614.0418 | 149566.607 | 27780.7199 | 47902.9423 | 5600.1584 | 27715.2185 | 0 | 0 | 0 | 825003.2355
| Freezer | 0 | 0 | 0 | 0 | 0 | 0 | 0 | 0 | 0 | 0 | 0 | 0 | 0 | 0 | 0 | 0
| Heating | 2793.001 | 11423.9454 | 56584.6688 | 51492.6261 | 44342.5758 | 21168.2092 | 54689.1725 | 169207.6505 | 73809.2897 | 165411.8672 | 14096.5169 | 26259.0296 | 0 | 0 | 0 | 691278.5527
| HVAC | 36602.3577 | 499644.9816 | 667844.0714 | 317310.4109 | 457762.4149 | 453849.3669 | 416015.6938 | 436182.0136 | 979161.4133 | 67338.1805 | 241426.8055 | 574891.3622 | 0 | 0 | 0 | 5148029.0724
| Lighting | 0 | 198167.5735 | 241041.5267 | 3310785.0281 | 2961048.0198 | 4535219.4784 | 998470.2502 | 340628.0104 | 625892.0845 | 287550.6078 | 223042.8872 | 2437164.4188 | 0 | 0 | 0 | 16159009.8853
| Miscellaneous | 0 | 0 | 0 | 2000.6999 | 26009.099 | 615.6 | 15082.1994 | 153.9 | 0 | 0 | 0 | 0 | 0 | 0 | 0 | 43861.4983
| Pool Spa | 0 | 0 | 0 | 0 | 0 | 0 | 0 | 0 | 0 | 0 | 0 | 0 | 0 | 0 | 0 | 0
| Refrigeration | 0 | 13551.8496 | 0 | 1129.3208 | 2823.302 | 4517.2832 | 14116.51 | 0 | 0 | 9599.2268 | 0 | 5646.604 | 0 | 0 | 0 | 51384.0964
| Water Heating | 0 | 0 | 60.2883 | 142982.5418 | 629.1268 | 105.8791 | 32041.987 | 1349.1974 | 0 | 158.3672 | 462.8406 | 925.6811 | 0 | 0 | 0 | 178715.9092
| Motors(uses bus. load shape) | 0 | 0 | 0 | 0 | 0 | 0 | 0 | 0 | 0 | 0 | 0 | 0 | 0 | 0 | 0 | 0
| Monthly Total | 40168.3015 | 832382.5403 | 1052759.656 | 3921068.8673 | 3576351.9989 | 5142676.1938 | 1634994.8617 | 1102294.3118 | 1710703.3867 | 581959.7722 | 501117.3123 | 3073041.0155 | 0 | 0 | 0 | 23169518.218 | 23169518.218
23169518.218
| kWh Savings | Jan | Feb | Mar | Apr | May | Jun | Jul | Aug | Sep | Oct | Nov | Dec | Jan | Feb | Mar | Total
TOTAL | Building Shell | 10677.7433 | 13356.227 | 9563.0506 | 21065.49 | 8179.6944 | 6534.2227 | 27675.7051 | 12630.961 | 13055.5749 | 14186.8242 | 24508.406 | 9868.7063 | 0 | 0 | 0 | 171302.6054
| Cooling | 21668.9735 | 1188742.3652 | 1885247.9032 | 1439721.4364 | 1703696.9164 | 1548482.6024 | 3014341.3955 | 2307783.0812 | 2507400.0068 | 2072943.0485 | 1499757.7306 | 4492594.8559 | 0 | 0 | 0 | 23682380.3156
| Freezer | 0 | 0 | 0 | 0 | 0 | 0 | 0 | 0 | 0 | 0 | 0 | 0 | 0 | 0 | 0 | 0
| Heating | 34578.2502 | 674308.1636 | 1729093.781 | 833791.0808 | 977250.2063 | 768337.4752 | 1682804.2221 | 1635761.9113 | 1274769.3759 | 1207517.14 | 1172057.7682 | 3662103.1872 | 0 | 0 | 0 | 15652372.562
| HVAC | -414015.7917 | 586705.1313 | 721735.5969 | 350533.3207 | 494169.8331 | 513548.4716 | 668702.2399 | 631071.61 | 1257686.919 | 125768.1254 | 297144.8878 | 839518.0434 | 0 | 0 | 0 | 6072568.3874
| Lighting | 4558.5251 | 204780.3078 | 245731.4854 | 3318277.8889 | 2967468.5373 | 4539952.7533 | 1011095.9266 | 347946.9063 | 633070.2021 | 298855.4833 | 229730.7267 | 2449113.8562 | 0 | 0 | 0 | 16250582.5989
| Miscellaneous | 3411.6248 | 7657.0253 | 25872.6512 | 7423.3255 | 31464.6771 | 8014.9262 | 27295.2854 | 10383.2211 | 6642.0313 | 5903.0707 | 15772.0117 | 19241.8017 | 0 | 0 | 0 | 169081.6521
| Pool Spa | 0 | 0 | 0 | 0 | 0 | 0 | 0 | 0 | 0 | 0 | 0 | 0 | 0 | 0 | 0 | 0
| Refrigeration | 0 | 13551.8496 | 0 | 1129.3208 | 2823.302 | 4517.2832 | 14116.51 | 0 | 0 | 9599.2268 | 0 | 5646.604 | 0 | 0 | 0 | 51384.0964
| Water Heating | 23556.1175 | 32962.0305 | 37598.5664 | 189158.1636 | 28770.0652 | 12846.7987 | 74245.8556 | 40334.1475 | 39118.3051 | 25110.6508 | 49428.5135 | 202528.9186 | 0 | 0 | 0 | 755658.1332
| Motors(uses bus. load shape) | 0 | 0 | 0 | 0 | 0 | 0 | 0 | 0 | 0 | 0 | 0 | 0 | 0 | 0 | 0 | 0
| Monthly Total | -315564.5571 | 2722063.1004 | 4654843.0348 | 6161100.0267 | 6213823.2318 | 7402234.5333 | 6520277.1402 | 4985911.8385 | 5731742.415 | 3759883.5696 | 3288400.0445 | 11680615.9733 | 0 | 0 | 0 | 62805330.351 | 62805330.351
62805330.351

## ExPostGross kWh_Biz
|  | 2M - SGS (Gross Values) | [17 empty] | 3M - LGS (Gross Values) | [17 empty] | 4M - SPS (Gross Values) | [17 empty] | 11M - LPS (Gross Values)
| kWh Savings | Jan | Feb | Mar | Apr | May | Jun | Jul | Aug | Sep | Oct | Nov | Dec | Jan | Feb | Mar | Total |  | kWh Savings | Jan | Feb | Mar | Apr | May | Jun | Jul | Aug | Sep | Oct | Nov | Dec | Jan | Feb | Mar | Total |  | kWh Savings | Jan | Feb | Mar | Apr | May | Jun | Jul | Aug | Sep | Oct | Nov | Dec | Jan | Feb | Mar | Total |  | kWh Savings | Jan | Feb | Mar | Apr | May | Jun | Jul | Aug | Sep | Oct | Nov | Dec | Jan | Feb | Mar | Total
Business Social Services | Air Comp BUS | [15 empty] | 0 | Business Social Services | Air Comp BUS | [15 empty] | 0 | Business Social Services | Air Comp BUS | 0 | 0 | 0 | 0 | 0 | 0 | 0 | 0 | 0 | 0 | 0 | 0 |  |  |  | 0 | Business Social Services | Air Comp BUS | [15 empty] | 0
| Building Shell BUS | [15 empty] | 0 |  | Building Shell BUS | [15 empty] | 0 |  | Building Shell BUS | 0 | 0 | 0 | 0 | 0 | 0 | 0 | 0 | 0 | 0 | 0 | 0 |  |  |  | 0 |  | Building Shell BUS | [15 empty] | 0
| Cooking BUS | [15 empty] | 0 |  | Cooking BUS | [15 empty] | 0 |  | Cooking BUS | 0 | 0 | 0 | 0 | 0 | 0 | 0 | 0 | 0 | 0 | 0 | 0 |  |  |  | 0 |  | Cooking BUS | [15 empty] | 0
| Cooling BUS | 2M - SGS (Gross Values) Apr: 9034; 2M - SGS (Gross Values) May: 11497; 2M - SGS (Gross Values) Oct: 8212; 2M - SGS (Gross Values) Nov: 821; 2M - SGS (Gross Values) Dec: 1745 | 31309 |  | Cooling BUS | [15 empty] | 0 |  | Cooling BUS | 0 | 0 | 0 | 0 | 0 | 0 | 0 | 0 | 0 | 0 | 0 | 0 |  |  |  | 0 |  | Cooling BUS | [15 empty] | 0
| Ext Lighting BUS | [15 empty] | 0 |  | Ext Lighting BUS | [15 empty] | 0 |  | Ext Lighting BUS | 0 | 0 | 0 | 0 | 0 | 0 | 0 | 0 | 0 | 0 | 0 | 0 |  |  |  | 0 |  | Ext Lighting BUS | [15 empty] | 0
| Heating BUS | [15 empty] | 0 |  | Heating BUS | [15 empty] | 0 |  | Heating BUS | 0 | 0 | 0 | 0 | 0 | 0 | 0 | 0 | 0 | 0 | 0 | 0 |  |  |  | 0 |  | Heating BUS | [15 empty] | 0
| HVAC BUS | [15 empty] | 0 |  | HVAC BUS | [15 empty] | 0 |  | HVAC BUS | 0 | 0 | 0 | 0 | 0 | 0 | 0 | 0 | 0 | 0 | 0 | 0 |  |  |  | 0 |  | HVAC BUS | [15 empty] | 0
| Lighting BUS |  |  | 42241.3267 | 92212.8233 | 244167.2303 | 167615.4013 | 62921.5797 | 53819.3827 | 43988.9802 | 63115.0834 | 217427.1597 | 394635.2948 |  |  |  | 1382144.2622 |  | Lighting BUS |  |  | 55871.6674 | 14331.9857 | 74318.3257 | 46716.5866 |  | 74408.4856 | 243345.7255 | 108194.5467 | 51415.8375 | 1690466.7882 |  |  |  | 2359069.9489 |  | Lighting BUS | 0 | 0 | 0 | 0 | 0 | 0 | 0 | 0 | 0 | 0 | 0 | 0 |  |  |  | 0 |  | Lighting BUS | [15 empty] | 0
| Miscellaneous BUS | [15 empty] | 0 |  | Miscellaneous BUS | [15 empty] | 0 |  | Miscellaneous BUS | 0 | 0 | 0 | 0 | 0 | 0 | 0 | 0 | 0 | 0 | 0 | 0 |  |  |  | 0 |  | Miscellaneous BUS | [15 empty] | 0
| Motors BUS | [15 empty] | 0 |  | Motors BUS | [15 empty] | 0 |  | Motors BUS | 0 | 0 | 0 | 0 | 0 | 0 | 0 | 0 | 0 | 0 | 0 | 0 |  |  |  | 0 |  | Motors BUS | [15 empty] | 0
| Process BUS | [15 empty] | 0 |  | Process BUS | [15 empty] | 0 |  | Process BUS | 0 | 0 | 0 | 0 | 0 | 0 | 0 | 0 | 0 | 0 | 0 | 0 |  |  |  | 0 |  | Process BUS | [15 empty] | 0
| Refrigeration BUS | 2M - SGS (Gross Values) Apr: 2951 | 2951 |  | Refrigeration BUS | [15 empty] | 0 |  | Refrigeration BUS | 0 | 0 | 0 | 0 | 0 | 0 | 0 | 0 | 0 | 0 | 0 | 0 |  |  |  | 0 |  | Refrigeration BUS | [15 empty] | 0
| Water Heating BUS | [15 empty] | 0 |  | Water Heating BUS | [15 empty] | 0 |  | Water Heating BUS | 0 | 0 | 0 | 0 | 0 | 0 | 0 | 0 | 0 | 0 | 0 | 0 |  |  |  | 0 |  | Water Heating BUS | [15 empty] | 0
| Monthly Total | 0 | 0 | 42241.3267 | 104197.8233 | 255664.2303 | 167615.4013 | 62921.5797 | 53819.3827 | 43988.9802 | 71327.0834 | 218248.1597 | 396380.2948 | 0 | 0 | 0 | 1416404.2622 |  | Monthly Total | 0 | 0 | 55871.6674 | 14331.9857 | 74318.3257 | 46716.5866 | 0 | 74408.4856 | 243345.7255 | 108194.5467 | 51415.8375 | 1690466.7882 | 0 | 0 | 0 | 2359069.9489 |  | Monthly Total | 0 | 0 | 0 | 0 | 0 | 0 | 0 | 0 | 0 | 0 | 0 | 0 | 0 | 0 | 0 | 0 |  | Monthly Total | 0 | 0 | 0 | 0 | 0 | 0 | 0 | 0 | 0 | 0 | 0 | 0 | 0 | 0 | 0 | 0
[17 empty] | 1416404.2622 | [17 empty] | 2359069.9489 | [17 empty] | 0 | [17 empty] | 0
| kWh Savings | Jan | Feb | Mar | Apr | May | Jun | Jul | Aug | Sep | Oct | Nov | Dec | Jan | Feb | Mar | Total |  | kWh Savings | Jan | Feb | Mar | Apr | May | Jun | Jul | Aug | Sep | Oct | Nov | Dec | Jan | Feb | Mar | Total |  | kWh Savings | Jan | Feb | Mar | Apr | May | Jun | Jul | Aug | Sep | Oct | Nov | Dec | Jan | Feb | Mar | Total |  | kWh Savings | Jan | Feb | Mar | Apr | May | Jun | Jul | Aug | Sep | Oct | Nov | Dec | Jan | Feb | Mar | Total
Custom | Air Comp BUS | [15 empty] | 0 | Custom | Air Comp BUS |  | 69559 | 134212 |  | 381013 | 100101 |  |  | 84066 |  |  | 380322 |  |  |  | 1149273 | Custom | Air Comp BUS |  |  |  | 593627 | [11 empty] | 593627 | Custom | Air Comp BUS | [11 empty] | 787510 |  |  |  | 787510
| Building Shell BUS | [15 empty] | 0 |  | Building Shell BUS |  |  |  |  | 32324.144 |  |  |  |  | 73906.35 | [5 empty] | 106230.494 |  | Building Shell BUS | [15 empty] | 0 |  | Building Shell BUS | [15 empty] | 0
| Cooking BUS | [15 empty] | 0 |  | Cooking BUS | [15 empty] | 0 |  | Cooking BUS | [15 empty] | 0 |  | Cooking BUS | [15 empty] | 0
| Cooling BUS | Apr: 7297.2205; May: 8637.482; Jun: 5758.6546; Sep: 4201.2876; Dec: 1401852.8529 | 1427747.4976 |  | Cooling BUS |  |  |  | 104203.3686 | 32288.7319 | 54696.6433 | 175260.9835 | 257600.8925 |  | 162306.9483 | 99336.2048 | 618389.8881 |  |  |  | 1504083.661 |  | Cooling BUS |  |  |  |  | 219305.1733 |  |  | 73005.8905 |  |  |  | 1830185.9869 |  |  |  | 2122497.0507 |  | Cooling BUS | [5 empty] | 802283.7616 | [9 empty] | 802283.7616
| Ext Lighting BUS | [15 empty] | 0 |  | Ext Lighting BUS | [15 empty] | 0 |  | Ext Lighting BUS | [15 empty] | 0 |  | Ext Lighting BUS | [15 empty] | 0
| Heating BUS | [15 empty] | 0 |  | Heating BUS | [15 empty] | 0 |  | Heating BUS | [15 empty] | 0 |  | Heating BUS | [15 empty] | 0
| HVAC BUS | Apr: 12220.0046; Sep: 6789.5878; Oct: 57725.2052; Nov: 427781.6318; Dec: 434577.4866 | 939093.9159 |  | HVAC BUS |  |  | 150210.304 | 201215.2736 | 613691.9357 | 407910.3172 | 314259.9123 | 253813.2316 | 11690.4371 | 2207952.4772 | 1102849.3409 | 2979659.7153 |  |  |  | 8243252.9449 |  | HVAC BUS |  |  |  |  | 222492.7622 |  |  | 205977.5304 | 1731132.5836 | 657162.1251 |  | 106251.134 |  |  |  | 2923016.1353 |  | HVAC BUS | [15 empty] | 0
| Lighting BUS |  |  | 34922.4316 | 72177.4304 | 142811.5829 | 15458.1226 |  | 53965.8466 | 646457.8192 | 278242.5866 | 1274889.61 | 3080348.1873 |  |  |  | 5599273.6173 |  | Lighting BUS |  |  | 700961.3239 | 643540.5262 | 2426290.743 | 222512.606 | 250791.2491 | 360737.8025 | 232032.9558 | 1109708.1921 | 202677.1862 | 2247818.1274 |  |  |  | 8397070.7121 |  | Lighting BUS |  | 1950.5946 | 3148.1058 |  |  | 496.0213 |  | 207597.5723 |  | 137711.0723 |  | 52026.1138 |  |  |  | 402929.4801 |  | Lighting BUS | [6 empty] | 6434.6992 | 5849.9734 | 16102.5882 |  |  | 5175.638 |  |  |  | 33562.8989
| Miscellaneous BUS | Mar: 2616.7837; Apr: 7580.617; Dec: 1300.6981 | 11498.0988 |  | Miscellaneous BUS | [15 empty] | 0 |  | Miscellaneous BUS |  | 90471.3826 | [13 empty] | 90471.3826 |  | Miscellaneous BUS | [15 empty] | 0
| Motors BUS | [15 empty] | 0 |  | Motors BUS |  |  |  |  | 3372034.128 |  | 25162.256 |  |  | 67887.632 | [5 empty] | 3465084.016 |  | Motors BUS | [15 empty] | 0 |  | Motors BUS | [11 empty] | 436079.728 |  |  |  | 436079.728
| Process BUS | [15 empty] | 0 |  | Process BUS | [7 empty] | 284710.636 | 815953.86 | [6 empty] | 1100664.496 |  | Process BUS | [8 empty] | 36747.088 |  | 264593.6 | 55432.86 |  |  |  | 356773.548 |  | Process BUS | [15 empty] | 0
| Refrigeration BUS | Jun: 6377.546; Sep: 55405.602; Nov: 8750.644; Dec: 48064.114 | 118597.906 |  | Refrigeration BUS |  |  | 49456.75 |  |  |  | 52778.096 |  | 47225.724 |  | 40364.968 | 308651.42 |  |  |  | 498476.958 |  | Refrigeration BUS | [15 empty] | 0 |  | Refrigeration BUS | [15 empty] | 0
| Water Heating BUS | [15 empty] | 0 |  | Water Heating BUS | [15 empty] | 0 |  | Water Heating BUS | [15 empty] | 0 |  | Water Heating BUS | [15 empty] | 0
| Monthly Total | 0 | 0 | 37539.2153 | 99275.2724 | 151449.0649 | 27594.3233 | 0 | 53965.8466 | 712854.2965 | 335967.7919 | 1711421.8858 | 4966143.3389 | 0 | 0 | 0 | 8096211.0357 |  | Monthly Total | 0 | 69559 | 1034840.3779 | 948959.1685 | 6857642.6825 | 785220.5665 | 818252.4969 | 1156862.5625 | 1190968.9768 | 3621761.5996 | 1445227.6999 | 6534841.1509 | 0 | 0 | 0 | 24464136.2821 |  | Monthly Total | 0 | 92421.9772 | 3148.1058 | 593627 | 441797.9355 | 496.0213 | 0 | 486580.9932 | 1767879.6716 | 794873.1974 | 264593.6 | 2043896.0948 | 0 | 0 | 0 | 6489314.5967 |  | Monthly Total | 0 | 0 | 0 | 0 | 0 | 802283.7616 | 6434.6992 | 5849.9734 | 16102.5882 | 0 | 0 | 1228765.366 | 0 | 0 | 0 | 2059436.3885
[17 empty] | 8096211.0357 | [17 empty] | 24464136.2821 | [17 empty] | 6489314.5967 | [17 empty] | 2059436.3885
| kWh Savings | Jan | Feb | Mar | Apr | May | Jun | Jul | Aug | Sep | Oct | Nov | Dec | Jan | Feb | Mar | Total |  | kWh Savings | Jan | Feb | Mar | Apr | May | Jun | Jul | Aug | Sep | Oct | Nov | Dec | Jan | Feb | Mar | Total |  | kWh Savings | Jan | Feb | Mar | Apr | May | Jun | Jul | Aug | Sep | Oct | Nov | Dec | Jan | Feb | Mar | Total |  | kWh Savings | Jan | Feb | Mar | Apr | May | Jun | Jul | Aug | Sep | Oct | Nov | Dec | Jan | Feb | Mar | Total
New Construction | Air Comp BUS | [15 empty] | 0 | New Construction | Air Comp BUS | [15 empty] | 0 | New Construction | Air Comp BUS | [15 empty] | 0 | New Construction | Air Comp BUS | [15 empty] | 0
| Building Shell BUS | [15 empty] | 0 |  | Building Shell BUS | [15 empty] | 0 |  | Building Shell BUS | [15 empty] | 0 |  | Building Shell BUS | [15 empty] | 0
| Cooking BUS | [15 empty] | 0 |  | Cooking BUS | [15 empty] | 0 |  | Cooking BUS | [15 empty] | 0 |  | Cooking BUS | [15 empty] | 0
| Cooling BUS | [15 empty] | 0 |  | Cooling BUS | [15 empty] | 0 |  | Cooling BUS | [15 empty] | 0 |  | Cooling BUS | [15 empty] | 0
| Ext Lighting BUS | [15 empty] | 0 |  | Ext Lighting BUS | [15 empty] | 0 |  | Ext Lighting BUS | [15 empty] | 0 |  | Ext Lighting BUS | [15 empty] | 0
| Heating BUS | [15 empty] | 0 |  | Heating BUS | [15 empty] | 0 |  | Heating BUS | [15 empty] | 0 |  | Heating BUS | [15 empty] | 0
| HVAC BUS | [15 empty] | 0 |  | HVAC BUS | [15 empty] | 0 |  | HVAC BUS | [15 empty] | 0 |  | HVAC BUS | [15 empty] | 0
| Lighting BUS | [15 empty] | 0 |  | Lighting BUS | [15 empty] | 0 |  | Lighting BUS | [15 empty] | 0 |  | Lighting BUS | [15 empty] | 0
| Miscellaneous BUS | [15 empty] | 0 |  | Miscellaneous BUS | [15 empty] | 0 |  | Miscellaneous BUS | [15 empty] | 0 |  | Miscellaneous BUS | [15 empty] | 0
| Motors BUS | [15 empty] | 0 |  | Motors BUS | [15 empty] | 0 |  | Motors BUS | [15 empty] | 0 |  | Motors BUS | [15 empty] | 0
| Process BUS | [15 empty] | 0 |  | Process BUS | [15 empty] | 0 |  | Process BUS | [15 empty] | 0 |  | Process BUS | [15 empty] | 0
| Refrigeration BUS | [15 empty] | 0 |  | Refrigeration BUS | [15 empty] | 0 |  | Refrigeration BUS | [15 empty] | 0 |  | Refrigeration BUS | [15 empty] | 0
| Water Heating BUS | [15 empty] | 0 |  | Water Heating BUS | [15 empty] | 0 |  | Water Heating BUS | [15 empty] | 0 |  | Water Heating BUS | [15 empty] | 0
| Monthly Total | 0 | 0 | 0 | 0 | 0 | 0 | 0 | 0 | 0 | 0 | 0 | 0 | 0 | 0 | 0 | 0 |  | Monthly Total | 0 | 0 | 0 | 0 | 0 | 0 | 0 | 0 | 0 | 0 | 0 | 0 | 0 | 0 | 0 | 0 |  | Monthly Total | 0 | 0 | 0 | 0 | 0 | 0 | 0 | 0 | 0 | 0 | 0 | 0 | 0 | 0 | 0 | 0 |  | Monthly Total | 0 | 0 | 0 | 0 | 0 | 0 | 0 | 0 | 0 | 0 | 0 | 0 | 0 | 0 | 0 | 0
[17 empty] | 0 | [17 empty] | 0 | [17 empty] | 0 | [17 empty] | 0
| kWh Savings | Jan | Feb | Mar | Apr | May | Jun | Jul | Aug | Sep | Oct | Nov | Dec | Jan | Feb | Mar | Total |  | kWh Savings | Jan | Feb | Mar | Apr | May | Jun | Jul | Aug | Sep | Oct | Nov | Dec | Jan | Feb | Mar | Total |  | kWh Savings | Jan | Feb | Mar | Apr | May | Jun | Jul | Aug | Sep | Oct | Nov | Dec | Jan | Feb | Mar | Total |  | kWh Savings | Jan | Feb | Mar | Apr | May | Jun | Jul | Aug | Sep | Oct | Nov | Dec | Jan | Feb | Mar | Total
Retro-Commissioning | Air Comp BUS | [15 empty] | 0 | Retro-Commissioning | Air Comp BUS |  |  | 220612.2042 |  |  |  |  | 187934.3315 |  |  |  | 76809.9979 |  |  |  | 485356.5337 | Retro-Commissioning | Air Comp BUS |  | 480496.555 | 102148.4924 | [8 empty] | 479275.1369 |  |  |  | 1061920.1843 | Retro-Commissioning | Air Comp BUS | [15 empty] | 0
| Building Shell BUS | [15 empty] | 0 |  | Building Shell BUS | [15 empty] | 0 |  | Building Shell BUS | [15 empty] | 0 |  | Building Shell BUS | [15 empty] | 0
| Cooking BUS | [15 empty] | 0 |  | Cooking BUS | [15 empty] | 0 |  | Cooking BUS | [15 empty] | 0 |  | Cooking BUS | [15 empty] | 0
| Cooling BUS | [15 empty] | 0 |  | Cooling BUS | [15 empty] | 0 |  | Cooling BUS | [15 empty] | 0 |  | Cooling BUS | [11 empty] | 718505.072 |  |  |  | 718505.072
| Ext Lighting BUS | [15 empty] | 0 |  | Ext Lighting BUS | [15 empty] | 0 |  | Ext Lighting BUS | [15 empty] | 0 |  | Ext Lighting BUS | [15 empty] | 0
| Heating BUS | [15 empty] | 0 |  | Heating BUS | [15 empty] | 0 |  | Heating BUS | [15 empty] | 0 |  | Heating BUS | [15 empty] | 0
| HVAC BUS | [15 empty] | 0 |  | HVAC BUS | [11 empty] | 187472.8411 |  |  |  | 187472.8411 |  | HVAC BUS | [11 empty] | 403077.8244 |  |  |  | 403077.8244 |  | HVAC BUS | [11 empty] | 254054.9455 |  |  |  | 254054.9455
| Lighting BUS | [15 empty] | 0 |  | Lighting BUS | [15 empty] | 0 |  | Lighting BUS | [15 empty] | 0 |  | Lighting BUS | [15 empty] | 0
| Miscellaneous BUS | [15 empty] | 0 |  | Miscellaneous BUS | [15 empty] | 0 |  | Miscellaneous BUS | [15 empty] | 0 |  | Miscellaneous BUS | [15 empty] | 0
| Motors BUS | [15 empty] | 0 |  | Motors BUS | [15 empty] | 0 |  | Motors BUS | [15 empty] | 0 |  | Motors BUS | [15 empty] | 0
| Process BUS | [15 empty] | 0 |  | Process BUS | [15 empty] | 0 |  | Process BUS | [15 empty] | 0 |  | Process BUS | [15 empty] | 0
| Refrigeration BUS | [15 empty] | 0 |  | Refrigeration BUS | [15 empty] | 0 |  | Refrigeration BUS | [15 empty] | 0 |  | Refrigeration BUS | [15 empty] | 0
| Water Heating BUS | [15 empty] | 0 |  | Water Heating BUS | [15 empty] | 0 |  | Water Heating BUS | [15 empty] | 0 |  | Water Heating BUS | [15 empty] | 0
| Monthly Total | 0 | 0 | 0 | 0 | 0 | 0 | 0 | 0 | 0 | 0 | 0 | 0 | 0 | 0 | 0 | 0 |  | Monthly Total | 0 | 0 | 220612.2042 | 0 | 0 | 0 | 0 | 187934.3315 | 0 | 0 | 0 | 264282.839 | 0 | 0 | 0 | 672829.3748 |  | Monthly Total | 0 | 480496.555 | 102148.4924 | 0 | 0 | 0 | 0 | 0 | 0 | 0 | 0 | 882352.9614 | 0 | 0 | 0 | 1464998.0087 |  | Monthly Total | 0 | 0 | 0 | 0 | 0 | 0 | 0 | 0 | 0 | 0 | 0 | 972560.0175 | 0 | 0 | 0 | 972560.0175
[17 empty] | 0 | [17 empty] | 672829.3748 | [17 empty] | 1464998.0087 | [17 empty] | 972560.0175
| kWh Savings | Jan | Feb | Mar | Apr | May | Jun | Jul | Aug | Sep | Oct | Nov | Dec | Jan | Feb | Mar | Total |  | kWh Savings | Jan | Feb | Mar | Apr | May | Jun | Jul | Aug | Sep | Oct | Nov | Dec | Jan | Feb | Mar | Total |  | kWh Savings | Jan | Feb | Mar | Apr | May | Jun | Jul | Aug | Sep | Oct | Nov | Dec | Jan | Feb | Mar | Total |  | kWh Savings | Jan | Feb | Mar | Apr | May | Jun | Jul | Aug | Sep | Oct | Nov | Dec | Jan | Feb | Mar | Total
Small Business Direct Install | Air Comp BUS | [15 empty] | 0 | Small Business Direct Install | Air Comp BUS | 0 | 0 | 0 | 0 | 0 | 0 | 0 | 0 | 0 | 0 | 0 | 0 |  |  |  | 0 | Small Business Direct Install | Air Comp BUS | [15 empty] | 0 | Small Business Direct Install | Air Comp BUS | [15 empty] | 0
| Building Shell BUS | [15 empty] | 0 |  | Building Shell BUS | 0 | 0 | 0 | 0 | 0 | 0 | 0 | 0 | 0 | 0 | 0 | 0 |  |  |  | 0 |  | Building Shell BUS | [15 empty] | 0 |  | Building Shell BUS | [15 empty] | 0
| Cooking BUS | [15 empty] | 0 |  | Cooking BUS | 0 | 0 | 0 | 0 | 0 | 0 | 0 | 0 | 0 | 0 | 0 | 0 |  |  |  | 0 |  | Cooking BUS | [15 empty] | 0 |  | Cooking BUS | [15 empty] | 0
| Cooling BUS | Jul: 5338; Nov: 8903 | 14241 |  | Cooling BUS | 0 | 0 | 0 | 0 | 0 | 0 | 0 | 0 | 0 | 0 | 0 | 0 |  |  |  | 0 |  | Cooling BUS | [15 empty] | 0 |  | Cooling BUS | [15 empty] | 0
| Ext Lighting BUS | [15 empty] | 0 |  | Ext Lighting BUS | 0 | 0 | 0 | 0 | 0 | 0 | 0 | 0 | 0 | 0 | 0 | 0 |  |  |  | 0 |  | Ext Lighting BUS | [15 empty] | 0 |  | Ext Lighting BUS | [15 empty] | 0
| Heating BUS | [15 empty] | 0 |  | Heating BUS | 0 | 0 | 0 | 0 | 0 | 0 | 0 | 0 | 0 | 0 | 0 | 0 |  |  |  | 0 |  | Heating BUS | [15 empty] | 0 |  | Heating BUS | [15 empty] | 0
| HVAC BUS | [15 empty] | 0 |  | HVAC BUS | 0 | 0 | 0 | 0 | 0 | 0 | 0 | 0 | 0 | 0 | 0 | 0 |  |  |  | 0 |  | HVAC BUS | [15 empty] | 0 |  | HVAC BUS | [15 empty] | 0
| Lighting BUS |  | 257937.4717 | 573659.389 | 268209.2348 | 153178.9289 | 523744.4812 | 194909.8648 | 182434.6915 | 423555.5419 | 392193.4591 | 290886.1847 | 809592.6023 |  |  |  | 4070301.85 |  | Lighting BUS | 0 | 0 | 0 | 0 | 0 | 0 | 0 | 0 | 0 | 0 | 0 | 0 |  |  |  | 0 |  | Lighting BUS | [15 empty] | 0 |  | Lighting BUS | [15 empty] | 0
| Miscellaneous BUS | [15 empty] | 0 |  | Miscellaneous BUS | 0 | 0 | 0 | 0 | 0 | 0 | 0 | 0 | 0 | 0 | 0 | 0 |  |  |  | 0 |  | Miscellaneous BUS | [15 empty] | 0 |  | Miscellaneous BUS | [15 empty] | 0
| Motors BUS | [15 empty] | 0 |  | Motors BUS | 0 | 0 | 0 | 0 | 0 | 0 | 0 | 0 | 0 | 0 | 0 | 0 |  |  |  | 0 |  | Motors BUS | [15 empty] | 0 |  | Motors BUS | [15 empty] | 0
| Process BUS | [15 empty] | 0 |  | Process BUS | 0 | 0 | 0 | 0 | 0 | 0 | 0 | 0 | 0 | 0 | 0 | 0 |  |  |  | 0 |  | Process BUS | [15 empty] | 0 |  | Process BUS | [15 empty] | 0
| Refrigeration BUS | [15 empty] | 0 |  | Refrigeration BUS | 0 | 0 | 0 | 0 | 0 | 0 | 0 | 0 | 0 | 0 | 0 | 0 |  |  |  | 0 |  | Refrigeration BUS | [15 empty] | 0 |  | Refrigeration BUS | [15 empty] | 0
| Water Heating BUS | [15 empty] | 0 |  | Water Heating BUS | 0 | 0 | 0 | 0 | 0 | 0 | 0 | 0 | 0 | 0 | 0 | 0 |  |  |  | 0 |  | Water Heating BUS | [15 empty] | 0 |  | Water Heating BUS | [15 empty] | 0
| Monthly Total | 0 | 257937.4717 | 573659.389 | 268209.2348 | 153178.9289 | 523744.4812 | 200247.8648 | 182434.6915 | 423555.5419 | 392193.4591 | 299789.1847 | 809592.6023 | 0 | 0 | 0 | 4084542.85 |  | Monthly Total | 0 | 0 | 0 | 0 | 0 | 0 | 0 | 0 | 0 | 0 | 0 | 0 | 0 | 0 | 0 | 0 |  | Monthly Total | 0 | 0 | 0 | 0 | 0 | 0 | 0 | 0 | 0 | 0 | 0 | 0 | 0 | 0 | 0 | 0 |  | Monthly Total | 0 | 0 | 0 | 0 | 0 | 0 | 0 | 0 | 0 | 0 | 0 | 0 | 0 | 0 | 0 | 0
[17 empty] | 4084542.85 | [17 empty] | 0 | [17 empty] | 0 | [17 empty] | 0
| kWh Savings | Jan | Feb | Mar | Apr | May | Jun | Jul | Aug | Sep | Oct | Nov | Dec | Jan | Feb | Mar | Total |  | kWh Savings | Jan | Feb | Mar | Apr | May | Jun | Jul | Aug | Sep | Oct | Nov | Dec | Jan | Feb | Mar | Total |  | kWh Savings | Jan | Feb | Mar | Apr | May | Jun | Jul | Aug | Sep | Oct | Nov | Dec | Jan | Feb | Mar | Total |  | kWh Savings | Jan | Feb | Mar | Apr | May | Jun | Jul | Aug | Sep | Oct | Nov | Dec | Jan | Feb | Mar | Total
Standard | Air Comp BUS | [15 empty] | 0 | Standard | Air Comp BUS |  |  |  |  | 23195 | 64155 |  | 18556 | 54285 |  | 59220 |  |  |  |  | 219411 | Standard | Air Comp BUS | [15 empty] | 0 | Standard | Air Comp BUS | [15 empty] | 0
| Building Shell BUS | [15 empty] | 0 |  | Building Shell BUS | [15 empty] | 0 |  | Building Shell BUS | [15 empty] | 0 |  | Building Shell BUS | [15 empty] | 0
| Cooking BUS | [15 empty] | 0 |  | Cooking BUS | [9 empty] | 62085 | 23638 | 40799.602 |  |  |  | 126522.602 |  | Cooking BUS | [15 empty] | 0 |  | Cooking BUS | [15 empty] | 0
| Cooling BUS |  | 3169.9644 | 4458.6313 | 51185.1919 | 40937.5522 | 14223.1295 | 2100.2752 | 17735.4639 | 130880.9459 | 13165.6058 | 115230.1159 | 89335.991 |  |  |  | 482422.8671 |  | Cooling BUS |  |  | 200097.917 | 443914.394 | 397426.071 | 219711.2025 | 138281.148 | 203124.6655 | 307365.5623 | 647597.3007 | 491264.5303 | 1432009.7337 |  |  |  | 4480792.5249 |  | Cooling BUS | [6 empty] | 362424.9684 |  | 6896.9318 | 2871.0423 | 20286.7291 | 159722.4782 |  |  |  | 552202.1497 |  | Cooling BUS | [15 empty] | 0
| Ext Lighting BUS | [15 empty] | 0 |  | Ext Lighting BUS | [15 empty] | 0 |  | Ext Lighting BUS | [15 empty] | 0 |  | Ext Lighting BUS | [15 empty] | 0
| Heating BUS | [15 empty] | 0 |  | Heating BUS | [15 empty] | 0 |  | Heating BUS | [15 empty] | 0 |  | Heating BUS | [15 empty] | 0
| HVAC BUS | Nov: 3055.6287 | 3055.6287 |  | HVAC BUS |  |  |  | 109587.7404 | 63872.1711 |  |  |  | 56000.2325 | 13479.9359 | 41032.5478 | 436850.6761 |  |  |  | 720823.3037 |  | HVAC BUS |  |  |  |  | 26343.444 |  |  |  | 183520.4988 |  |  | 161190.3007 |  |  |  | 371054.2436 |  | HVAC BUS | [11 empty] | 104634.8185 |  |  |  | 104634.8185
| Lighting BUS |  | 244734.5567 | 598331.4813 | 536738.2183 | 565478.0655 | 1115258.1989 | 319040.9731 | 342469.3934 | 332369.4387 | 570747.7947 | 360399.0901 | 1545141.5181 |  |  |  | 6530708.7288 |  | Lighting BUS |  | 194653.6553 | 1572590.2142 | 1777150.6631 | 2120590.8501 | 1326630.8103 | 1641937.0904 | 1145265.0767 | 1768248.9422 | 2432139.7315 | 2302343.3212 | 6250495.2666 |  |  |  | 22532045.6215 |  | Lighting BUS |  | 31237.3432 | 30799.9238 | 326126.1422 | 535400.8583 | 358747.373 | 125552.2039 | 459234.5981 | 39611.9443 | 454950.925 | 39738.4188 | 5248046.0427 |  |  |  | 7649445.7734 |  | Lighting BUS |  |  | 109507.2999 |  | 48621.8894 |  | 2170.994 | 179461.0115 | 221653.5275 | 28928.2974 |  | 1214017.1706 |  |  |  | 1804360.1904
| Miscellaneous BUS | Jul: 4739.8688 | 4739.8688 |  | Miscellaneous BUS |  |  | 107437.0263 |  |  |  | 36338.9942 |  |  | 6319.8251 | [5 empty] | 150095.8455 |  | Miscellaneous BUS | [15 empty] | 0 |  | Miscellaneous BUS | [15 empty] | 0
| Motors BUS | [15 empty] | 0 |  | Motors BUS | [15 empty] | 0 |  | Motors BUS | [15 empty] | 0 |  | Motors BUS | [15 empty] | 0
| Process BUS | [15 empty] | 0 |  | Process BUS | [15 empty] | 0 |  | Process BUS | [15 empty] | 0 |  | Process BUS | [15 empty] | 0
| Refrigeration BUS | Mar: 2403; May: 1220; Sep: 2878; Oct: 211833; Nov: 97026; Dec: 2440 | 317800 |  | Refrigeration BUS |  |  | 2878 |  |  | 5150 |  |  | 2878 | 41242 | 18116 | 7320 |  |  |  | 77584 |  | Refrigeration BUS | [15 empty] | 0 |  | Refrigeration BUS | [15 empty] | 0
| Water Heating BUS | Jul: 21156 | 21156 |  | Water Heating BUS | [15 empty] | 0 |  | Water Heating BUS | [15 empty] | 0 |  | Water Heating BUS | [15 empty] | 0
| Monthly Total | 0 | 247904.5211 | 605193.1126 | 587923.4102 | 607635.6178 | 1129481.3285 | 347037.1171 | 360204.8573 | 466128.3846 | 795746.4005 | 575710.8347 | 1636917.509 | 0 | 0 | 0 | 7359883.0933 |  | Monthly Total | 0 | 194653.6553 | 1883003.1575 | 2330652.7974 | 2605084.0922 | 1615647.0127 | 1816557.2326 | 1366945.7422 | 2188777.7369 | 3202863.7932 | 2935614.3993 | 8167475.2785 | 0 | 0 | 0 | 28307274.8977 |  | Monthly Total | 0 | 31237.3432 | 30799.9238 | 326126.1422 | 561744.3023 | 358747.373 | 487977.1723 | 459234.5981 | 230029.3748 | 457821.9673 | 60025.1479 | 5568958.8216 | 0 | 0 | 0 | 8572702.1666 |  | Monthly Total | 0 | 0 | 109507.2999 | 0 | 48621.8894 | 0 | 2170.994 | 179461.0115 | 221653.5275 | 28928.2974 | 0 | 1318651.9892 | 0 | 0 | 0 | 1908995.009
[17 empty] | 7359883.0933 | [17 empty] | 28307274.8977 | [17 empty] | 8572702.1666 | [17 empty] | 1908995.009
| kWh Savings | Jan | Feb | Mar | Apr | May | Jun | Jul | Aug | Sep | Oct | Nov | Dec | Jan | Feb | Mar | Total |  | kWh Savings | Jan | Feb | Mar | Apr | May | Jun | Jul | Aug | Sep | Oct | Nov | Dec | Jan | Feb | Mar | Total |  | kWh Savings | Jan | Feb | Mar | Apr | May | Jun | Jul | Aug | Sep | Oct | Nov | Dec | Jan | Feb | Mar | Total |  | kWh Savings | Jan | Feb | Mar | Apr | May | Jun | Jul | Aug | Sep | Oct | Nov | Dec | Jan | Feb | Mar | Total
Biz Demand Response (from Enel X Report) | Air Comp BUS | 0 | 0 | 0 | 0 | 0 | 0 | 0 | 0 | 0 | 0 | 0 | 0 |  |  |  | 0 | Biz Demand Response (from Enel X Report) | Air Comp BUS | 0 | 0 | 0 | 0 | 0 | 0 | 0 | 0 | 0 | 0 | 0 | 0 |  |  |  | 0 | Biz Demand Response (from Enel X Report) | Air Comp BUS | 0 | 0 | 0 | 0 | 0 | 0 | 0 | 0 | 0 | 0 | 0 | 0 |  |  |  | 0 | Biz Demand Response (from Enel X Report) | Air Comp BUS | 0 | 0 | 0 | 0 | 0 | 0 | 0 | 0 | 0 | 0 | 0 | 0 |  |  |  | 0
| Building Shell BUS | 0 | 0 | 0 | 0 | 0 | 0 | 0 | 0 | 0 | 0 | 0 | 0 |  |  |  | 0 |  | Building Shell BUS | 0 | 0 | 0 | 0 | 0 | 0 | 0 | 0 | 0 | 0 | 0 | 0 |  |  |  | 0 |  | Building Shell BUS | 0 | 0 | 0 | 0 | 0 | 0 | 0 | 0 | 0 | 0 | 0 | 0 |  |  |  | 0 |  | Building Shell BUS | 0 | 0 | 0 | 0 | 0 | 0 | 0 | 0 | 0 | 0 | 0 | 0 |  |  |  | 0
| Cooking BUS | 0 | 0 | 0 | 0 | 0 | 0 | 0 | 0 | 0 | 0 | 0 | 0 |  |  |  | 0 |  | Cooking BUS | 0 | 0 | 0 | 0 | 0 | 0 | 0 | 0 | 0 | 0 | 0 | 0 |  |  |  | 0 |  | Cooking BUS | 0 | 0 | 0 | 0 | 0 | 0 | 0 | 0 | 0 | 0 | 0 | 0 |  |  |  | 0 |  | Cooking BUS | 0 | 0 | 0 | 0 | 0 | 0 | 0 | 0 | 0 | 0 | 0 | 0 |  |  |  | 0
| Cooling BUS | 0 | 0 | 0 | 0 | 0 | 0 | 0 | 0 | 0 | 0 | 0 | 0 |  |  |  | 0 |  | Cooling BUS | 0 | 0 | 0 | 0 | 0 | 0 | 0 | 0 | 0 | 0 | 0 | 0 |  |  |  | 0 |  | Cooling BUS | 0 | 0 | 0 | 0 | 0 | 0 | 0 | 0 | 0 | 0 | 0 | 0 |  |  |  | 0 |  | Cooling BUS | 0 | 0 | 0 | 0 | 0 | 0 | 0 | 0 | 0 | 0 | 0 | 0 |  |  |  | 0
| Ext Lighting BUS | 0 | 0 | 0 | 0 | 0 | 0 | 0 | 0 | 0 | 0 | 0 | 0 |  |  |  | 0 |  | Ext Lighting BUS | 0 | 0 | 0 | 0 | 0 | 0 | 0 | 0 | 0 | 0 | 0 | 0 |  |  |  | 0 |  | Ext Lighting BUS | 0 | 0 | 0 | 0 | 0 | 0 | 0 | 0 | 0 | 0 | 0 | 0 |  |  |  | 0 |  | Ext Lighting BUS | 0 | 0 | 0 | 0 | 0 | 0 | 0 | 0 | 0 | 0 | 0 | 0 |  |  |  | 0
| Heating BUS | 0 | 0 | 0 | 0 | 0 | 0 | 0 | 0 | 0 | 0 | 0 | 0 |  |  |  | 0 |  | Heating BUS | 0 | 0 | 0 | 0 | 0 | 0 | 0 | 0 | 0 | 0 | 0 | 0 |  |  |  | 0 |  | Heating BUS | 0 | 0 | 0 | 0 | 0 | 0 | 0 | 0 | 0 | 0 | 0 | 0 |  |  |  | 0 |  | Heating BUS | 0 | 0 | 0 | 0 | 0 | 0 | 0 | 0 | 0 | 0 | 0 | 0 |  |  |  | 0
| HVAC BUS | 0 | 0 | 0 | 0 | 0 | 0 | 0 | 0 | 0 | 0 | 0 | 0 |  |  |  | 0 |  | HVAC BUS | 0 | 0 | 0 | 0 | 0 | 0 | 0 | 0 | 0 | 0 | 0 | 0 |  |  |  | 0 |  | HVAC BUS | 0 | 0 | 0 | 0 | 0 | 0 | 0 | 0 | 0 | 0 | 0 | 0 |  |  |  | 0 |  | HVAC BUS | 0 | 0 | 0 | 0 | 0 | 0 | 0 | 0 | 0 | 0 | 0 | 0 |  |  |  | 0
| Lighting BUS | 0 | 0 | 0 | 0 | 0 | 0 | 0 | 0 | 0 | 0 | 0 | 0 |  |  |  | 0 |  | Lighting BUS | 0 | 0 | 0 | 0 | 0 | 0 | 0 | 0 | 0 | 0 | 0 | 0 |  |  |  | 0 |  | Lighting BUS | 0 | 0 | 0 | 0 | 0 | 0 | 0 | 0 | 0 | 0 | 0 | 0 |  |  |  | 0 |  | Lighting BUS | 0 | 0 | 0 | 0 | 0 | 0 | 0 | 0 | 0 | 0 | 0 | 0 |  |  |  | 0
| Miscellaneous BUS | 0 | 0 | 0 | 0 | 0 | 0 | 6629.267 | 11179.9748 |  |  |  | 0 |  |  |  | 17809.2418 |  | Miscellaneous BUS | 0 | 0 | 0 | 0 | 0 | 0 | 138951.7313 | 264068.1858 |  |  |  | 311.9022 |  |  |  | 403331.8193 |  | Miscellaneous BUS | 0 | 0 | 0 | 0 | 0 | 0 | 53266.9001 | 312344.2863 |  |  |  | 39886.5152 |  |  |  | 405497.7015 |  | Miscellaneous BUS | 0 | 0 | 0 | 0 | 0 | 0 | -12421.0167 | 8539.0185 |  |  |  | 102870.7413 |  |  |  | 98988.743
| Motors BUS | 0 | 0 | 0 | 0 | 0 | 0 | 0 | 0 | 0 | 0 | 0 | 0 |  |  |  | 0 |  | Motors BUS | 0 | 0 | 0 | 0 | 0 | 0 | 0 | 0 | 0 | 0 | 0 | 0 |  |  |  | 0 |  | Motors BUS | 0 | 0 | 0 | 0 | 0 | 0 | 0 | 0 | 0 | 0 | 0 | 0 |  |  |  | 0 |  | Motors BUS | 0 | 0 | 0 | 0 | 0 | 0 | 0 | 0 | 0 | 0 | 0 | 0 |  |  |  | 0
| Process BUS | 0 | 0 | 0 | 0 | 0 | 0 | 0 | 0 | 0 | 0 | 0 | 0 |  |  |  | 0 |  | Process BUS | 0 | 0 | 0 | 0 | 0 | 0 | 0 | 0 | 0 | 0 | 0 | 0 |  |  |  | 0 |  | Process BUS | 0 | 0 | 0 | 0 | 0 | 0 | 0 | 0 | 0 | 0 | 0 | 0 |  |  |  | 0 |  | Process BUS | 0 | 0 | 0 | 0 | 0 | 0 | 0 | 0 | 0 | 0 | 0 | 0 |  |  |  | 0
| Refrigeration BUS | 0 | 0 | 0 | 0 | 0 | 0 | 0 | 0 | 0 | 0 | 0 | 0 |  |  |  | 0 |  | Refrigeration BUS | 0 | 0 | 0 | 0 | 0 | 0 | 0 | 0 | 0 | 0 | 0 | 0 |  |  |  | 0 |  | Refrigeration BUS | 0 | 0 | 0 | 0 | 0 | 0 | 0 | 0 | 0 | 0 | 0 | 0 |  |  |  | 0 |  | Refrigeration BUS | 0 | 0 | 0 | 0 | 0 | 0 | 0 | 0 | 0 | 0 | 0 | 0 |  |  |  | 0
| Water Heating BUS | 0 | 0 | 0 | 0 | 0 | 0 | 0 | 0 | 0 | 0 | 0 | 0 |  |  |  | 0 |  | Water Heating BUS | 0 | 0 | 0 | 0 | 0 | 0 | 0 | 0 | 0 | 0 | 0 | 0 |  |  |  | 0 |  | Water Heating BUS | 0 | 0 | 0 | 0 | 0 | 0 | 0 | 0 | 0 | 0 | 0 | 0 |  |  |  | 0 |  | Water Heating BUS | 0 | 0 | 0 | 0 | 0 | 0 | 0 | 0 | 0 | 0 | 0 | 0 |  |  |  | 0
| Monthly Total | 0 | 0 | 0 | 0 | 0 | 0 | 6629.267 | 11179.9748 | 0 | 0 | 0 | 0 | 0 | 0 | 0 | 17809.2418 |  | Monthly Total | 0 | 0 | 0 | 0 | 0 | 0 | 138951.7313 | 264068.1858 | 0 | 0 | 0 | 311.9022 | 0 | 0 | 0 | 403331.8193 |  | Monthly Total | 0 | 0 | 0 | 0 | 0 | 0 | 53266.9001 | 312344.2863 | 0 | 0 | 0 | 39886.5152 | 0 | 0 | 0 | 405497.7015 |  | Monthly Total | 0 | 0 | 0 | 0 | 0 | 0 | -12421.0167 | 8539.0185 | 0 | 0 | 0 | 102870.7413 | 0 | 0 | 0 | 98988.743
[17 empty] | 17809.2418 | [17 empty] | 403331.8193 | [17 empty] | 405497.7015 | [17 empty] | 98988.743
| kWh Savings | Jan | Feb | Mar | Apr | May | Jun | Jul | Aug | Sep | Oct | Nov | Dec | Jan | Feb | Mar | Total |  | kWh Savings | Jan | Feb | Mar | Apr | May | Jun | Jul | Aug | Sep | Oct | Nov | Dec | Jan | Feb | Mar | Total |  | kWh Savings | Jan | Feb | Mar | Apr | May | Jun | Jul | Aug | Sep | Oct | Nov | Dec | Jan | Feb | Mar | Total |  | kWh Savings | Jan | Feb | Mar | Apr | May | Jun | Jul | Aug | Sep | Oct | Nov | Dec | Jan | Feb | Mar | Total
Multifamily Income Eligible Res | Air Comp BUS | 0 | 0 | 0 | 0 | 0 | 0 | 0 | 0 | 0 | 0 | 0 | 0 |  |  |  | 0 | Multifamily Income Eligible Res | Air Comp BUS | 0 | 0 | 0 | 0 | 0 | 0 | 0 | 0 | 0 | 0 | 0 | 0 |  |  |  | 0 | Multifamily Income Eligible Res | Air Comp BUS | [15 empty] | 0 | Multifamily Income Eligible Res | Air Comp BUS | [15 empty] | 0
| Building Shell BUS | 0 | 0 | 0 | 0 | 0 | 0 | 0 | 0 | 0 | 0 | 0 | 0 |  |  |  | 0 |  | Building Shell BUS | 0 | 0 | 0 | 0 | 0 | 0 | 0 | 0 | 0 | 0 | 0 | 0 |  |  |  | 0 |  | Building Shell BUS | [15 empty] | 0 |  | Building Shell BUS | [15 empty] | 0
| Cooking BUS | 0 | 0 | 0 | 0 | 0 | 0 | 0 | 0 | 0 | 0 | 0 | 0 |  |  |  | 0 |  | Cooking BUS | 0 | 0 | 0 | 0 | 0 | 0 | 0 | 0 | 0 | 0 | 0 | 0 |  |  |  | 0 |  | Cooking BUS | [15 empty] | 0 |  | Cooking BUS | [15 empty] | 0
| Cooling BUS | 0 | 0 | 0 | 0 | 1406.863 | 0 | 0 | 0 | 312.6362 | 0 | 0 | 0 |  |  |  | 1719.4993 |  | Cooling BUS | 0 | 0 | 0 | 0 | 0 | 0 | 0 | 0 | 0 | 0 | 0 | 0 |  |  |  | 0 |  | Cooling BUS | [15 empty] | 0 |  | Cooling BUS | [15 empty] | 0
| Ext Lighting BUS | 0 | 0 | 0 | 0 | 0 | 0 | 0 | 0 | 0 | 0 | 0 | 0 |  |  |  | 0 |  | Ext Lighting BUS | 0 | 0 | 0 | 0 | 0 | 0 | 0 | 0 | 0 | 0 | 0 | 0 |  |  |  | 0 |  | Ext Lighting BUS | [15 empty] | 0 |  | Ext Lighting BUS | [15 empty] | 0
| Heating BUS | 0 | 0 | 0 | 0 | 1710.8329 | 0 | 0 | 0 | 380.1851 | 0 | 0 | 0 |  |  |  | 2091.018 |  | Heating BUS | 0 | 0 | 0 | 0 | 0 | 0 | 0 | 0 | 0 | 0 | 0 | 0 |  |  |  | 0 |  | Heating BUS | [15 empty] | 0 |  | Heating BUS | [15 empty] | 0
| HVAC BUS | 0 | 0 | 0 | 0 | 0 | 0 | 410.7296 | 0 | 0 | 0 | 0 | 0 |  |  |  | 410.7296 |  | HVAC BUS | 0 | 0 | 0 | 0 | 0 | 0 | 0 | 0 | 0 | 0 | 0 | 0 |  |  |  | 0 |  | HVAC BUS | [15 empty] | 0 |  | HVAC BUS | [15 empty] | 0
| Lighting BUS | 0 | 0 | 149463.5793 | 35670.7951 | 91093.1874 | 9728.3987 | 82543.9886 | 0 | 473153.9344 | 0 | 0 | 0 |  |  |  | 841653.8833 |  | Lighting BUS | 0 | 0 | 0 | 0 | 0 | 0 | 105538.3854 | 0 | 0 | 0 | 0 | 74268.9219 |  |  |  | 179807.3072 |  | Lighting BUS | [15 empty] | 0 |  | Lighting BUS | [15 empty] | 0
| Miscellaneous BUS | 0 | 0 | 0 | 0 | 153.9 | 0 | 0 | 0 | 0 | 0 | 0 | 0 |  |  |  | 153.9 |  | Miscellaneous BUS | 0 | 0 | 0 | 0 | 0 | 0 | 0 | 0 | 0 | 0 | 0 | 0 |  |  |  | 0 |  | Miscellaneous BUS | [15 empty] | 0 |  | Miscellaneous BUS | [15 empty] | 0
| Motors BUS | 0 | 0 | 0 | 0 | 0 | 0 | 0 | 0 | 0 | 0 | 0 | 0 |  |  |  | 0 |  | Motors BUS | 0 | 0 | 0 | 0 | 0 | 0 | 0 | 0 | 0 | 0 | 0 | 0 |  |  |  | 0 |  | Motors BUS | [15 empty] | 0 |  | Motors BUS | [15 empty] | 0
| Process BUS | 0 | 0 | 0 | 0 | 0 | 0 | 0 | 0 | 0 | 0 | 0 | 0 |  |  |  | 0 |  | Process BUS | 0 | 0 | 0 | 0 | 0 | 0 | 0 | 0 | 0 | 0 | 0 | 0 |  |  |  | 0 |  | Process BUS | [15 empty] | 0 |  | Process BUS | [15 empty] | 0
| Refrigeration BUS | 0 | 0 | 0 | 0 | 0 | 0 | 0 | 0 | 0 | 0 | 0 | 0 |  |  |  | 0 |  | Refrigeration BUS | 0 | 0 | 0 | 0 | 0 | 0 | 0 | 0 | 0 | 0 | 0 | 0 |  |  |  | 0 |  | Refrigeration BUS | [15 empty] | 0 |  | Refrigeration BUS | [15 empty] | 0
| Water Heating BUS | 0 | 0 | 0 | 0 | 0 | 0 | 0 | 0 | 0 | 0 | 0 | 3567.9631 |  |  |  | 3567.9631 |  | Water Heating BUS | 0 | 0 | 0 | 0 | 0 | 0 | 0 | 0 | 0 | 0 | 0 | 0 |  |  |  | 0 |  | Water Heating BUS | [15 empty] | 0 |  | Water Heating BUS | [15 empty] | 0
| Monthly Total | 0 | 0 | 149463.5793 | 35670.7951 | 94364.7833 | 9728.3987 | 82954.7181 | 0 | 473846.7557 | 0 | 0 | 3567.9631 | 0 | 0 | 0 | 849596.9933 |  | Monthly Total | 0 | 0 | 0 | 0 | 0 | 0 | 105538.3854 | 0 | 0 | 0 | 0 | 74268.9219 | 0 | 0 | 0 | 179807.3072 |  | Monthly Total | 0 | 0 | 0 | 0 | 0 | 0 | 0 | 0 | 0 | 0 | 0 | 0 | 0 | 0 | 0 | 0 |  | Monthly Total | 0 | 0 | 0 | 0 | 0 | 0 | 0 | 0 | 0 | 0 | 0 | 0 | 0 | 0 | 0 | 0
[17 empty] | 849596.9933 | [17 empty] | 179807.3072 | [17 empty] | 0 | [17 empty] | 0
| kWh Savings | Jan | Feb | Mar | Apr | May | Jun | Jul | Aug | Sep | Oct | Nov | Dec | Jan | Feb | Mar | Total |  | kWh Savings | Jan | Feb | Mar | Apr | May | Jun | Jul | Aug | Sep | Oct | Nov | Dec | Jan | Feb | Mar | Total |  | kWh Savings | Jan | Feb | Mar | Apr | May | Jun | Jul | Aug | Sep | Oct | Nov | Dec | Jan | Feb | Mar | Total |  | kWh Savings | Jan | Feb | Mar | Apr | May | Jun | Jul | Aug | Sep | Oct | Nov | Dec | Jan | Feb | Mar | Total
Multifamily Market Rate Res | Air Comp BUS | 0 | 0 | 0 | 0 | 0 | 0 | 0 | 0 | 0 | 0 | 0 | 0 |  |  |  | 0 | Multifamily Market Rate Res | Air Comp BUS | 0 | 0 | 0 | 0 | 0 | 0 | 0 | 0 | 0 | 0 | 0 | 0 |  |  |  | 0 | Multifamily Market Rate Res | Air Comp BUS | [15 empty] | 0 | Multifamily Market Rate Res | Air Comp BUS | [15 empty] | 0
| Building Shell BUS | 0 | 0 | 0 | 0 | 0 | 0 | 0 | 0 | 0 | 0 | 0 | 0 |  |  |  | 0 |  | Building Shell BUS | 0 | 0 | 0 | 0 | 0 | 0 | 0 | 0 | 0 | 0 | 0 | 0 |  |  |  | 0 |  | Building Shell BUS | [15 empty] | 0 |  | Building Shell BUS | [15 empty] | 0
| Cooking BUS | 0 | 0 | 0 | 0 | 0 | 0 | 0 | 0 | 0 | 0 | 0 | 0 |  |  |  | 0 |  | Cooking BUS | 0 | 0 | 0 | 0 | 0 | 0 | 0 | 0 | 0 | 0 | 0 | 0 |  |  |  | 0 |  | Cooking BUS | [15 empty] | 0 |  | Cooking BUS | [15 empty] | 0
| Cooling BUS | 0 | 0 | 0 | 0 | 0 | 0 | 0 | 0 | 0 | 0 | 0 | 1326.8006 |  |  |  | 1326.8006 |  | Cooling BUS | 0 | 0 | 0 | 0 | 0 | 0 | 0 | 0 | 0 | 0 | 0 | 8555.4803 |  |  |  | 8555.4803 |  | Cooling BUS | [15 empty] | 0 |  | Cooling BUS | [15 empty] | 0
| Ext Lighting BUS | 0 | 0 | 0 | 0 | 0 | 0 | 0 | 0 | 0 | 0 | 0 | 0 |  |  |  | 0 |  | Ext Lighting BUS | 0 | 0 | 0 | 0 | 0 | 5448.3551 | 0 | 0 | 0 | 0 | 0 | 0 |  |  |  | 5448.3551 |  | Ext Lighting BUS | [15 empty] | 0 |  | Ext Lighting BUS | [15 empty] | 0
| Heating BUS | 0 | 0 | 0 | 0 | 0 | 0 | 0 | 0 | 0 | 0 | 0 | 2454.7697 |  |  |  | 2454.7697 |  | Heating BUS | 0 | 0 | 0 | 0 | 0 | 0 | 0 | 0 | 0 | 0 | 0 | 47944.4261 |  |  |  | 47944.4261 |  | Heating BUS | [15 empty] | 0 |  | Heating BUS | [15 empty] | 0
| HVAC BUS | 0 | 0 | 0 | 0 | 0 | 0 | 0 | 0 | 0 | 0 | 0 | 1281.7913 |  |  |  | 1281.7913 |  | HVAC BUS | 0 | 0 | 0 | 134865.4688 | 0 | 0 | 0 | 44324.626 | 0 | 0 | 0 | 0 |  |  |  | 179190.0947 |  | HVAC BUS | [15 empty] | 0 |  | HVAC BUS | [15 empty] | 0
| Lighting BUS | 0 | 0 | 223237.9896 | 0 | 0 | 0 | 0 | 0 | 0 | 178428.9176 | 146134.0909 | 36735.3654 |  |  |  | 584536.3635 |  | Lighting BUS | 0 | 0 | 0 | 0 | 0 | 76700.2134 | 142904.6082 | 0 | 53690.1494 | 0 | 0 | 287827.6431 |  |  |  | 561122.6141 |  | Lighting BUS | [15 empty] | 0 |  | Lighting BUS | [15 empty] | 0
| Miscellaneous BUS | 0 | 0 | 0 | 0 | 0 | 0 | 0 | 0 | 0 | 0 | 0 | 0 |  |  |  | 0 |  | Miscellaneous BUS | 0 | 0 | 0 | 0 | 0 | 0 | 0 | 0 | 0 | 0 | 0 | 0 |  |  |  | 0 |  | Miscellaneous BUS | [15 empty] | 0 |  | Miscellaneous BUS | [15 empty] | 0
| Motors BUS | 0 | 0 | 0 | 0 | 0 | 0 | 0 | 0 | 0 | 0 | 0 | 0 |  |  |  | 0 |  | Motors BUS | 0 | 0 | 0 | 0 | 0 | 0 | 0 | 0 | 0 | 0 | 0 | 0 |  |  |  | 0 |  | Motors BUS | [15 empty] | 0 |  | Motors BUS | [15 empty] | 0
| Process BUS | 0 | 0 | 0 | 0 | 0 | 0 | 0 | 0 | 0 | 0 | 0 | 0 |  |  |  | 0 |  | Process BUS | 0 | 0 | 0 | 0 | 0 | 0 | 0 | 0 | 0 | 0 | 0 | 0 |  |  |  | 0 |  | Process BUS | [15 empty] | 0 |  | Process BUS | [15 empty] | 0
| Refrigeration BUS | 0 | 0 | 0 | 0 | 0 | 0 | 0 | 0 | 0 | 0 | 0 | 0 |  |  |  | 0 |  | Refrigeration BUS | 0 | 0 | 0 | 0 | 0 | 0 | 0 | 0 | 0 | 0 | 0 | 0 |  |  |  | 0 |  | Refrigeration BUS | [15 empty] | 0 |  | Refrigeration BUS | [15 empty] | 0
| Water Heating BUS | 0 | 0 | 0 | 0 | 0 | 0 | 0 | 0 | 0 | 0 | 0 | 0 |  |  |  | 0 |  | Water Heating BUS | 0 | 0 | 0 | 0 | 0 | 0 | 0 | 0 | 0 | 0 | 0 | 0 |  |  |  | 0 |  | Water Heating BUS | [15 empty] | 0 |  | Water Heating BUS | [15 empty] | 0
| Monthly Total | 0 | 0 | 223237.9896 | 0 | 0 | 0 | 0 | 0 | 0 | 178428.9176 | 146134.0909 | 41798.727 | 0 | 0 | 0 | 589599.7251 |  | Monthly Total | 0 | 0 | 0 | 134865.4688 | 0 | 82148.5685 | 142904.6082 | 44324.626 | 53690.1494 | 0 | 0 | 344327.5495 | 0 | 0 | 0 | 802260.9703 |  | Monthly Total | 0 | 0 | 0 | 0 | 0 | 0 | 0 | 0 | 0 | 0 | 0 | 0 | 0 | 0 | 0 | 0 |  | Monthly Total | 0 | 0 | 0 | 0 | 0 | 0 | 0 | 0 | 0 | 0 | 0 | 0 | 0 | 0 | 0 | 0
[17 empty] | 589599.7251 | [17 empty] | 802260.9703 | [17 empty] | 0 | [17 empty] | 0
| kWh Savings | Jan | Feb | Mar | Apr | May | Jun | Jul | Aug | Sep | Oct | Nov | Dec | Jan | Feb | Mar | Total |  | kWh Savings | Jan | Feb | Mar | Apr | May | Jun | Jul | Aug | Sep | Oct | Nov | Dec | Jan | Feb | Mar | Total |  | kWh Savings | Jan | Feb | Mar | Apr | May | Jun | Jul | Aug | Sep | Oct | Nov | Dec | Jan | Feb | Mar | Total |  | kWh Savings | Jan | Feb | Mar | Apr | May | Jun | Jul | Aug | Sep | Oct | Nov | Dec | Jan | Feb | Mar | Total
Low Income placeholder | Air Comp BUS | [15 empty] | 0 | Low Income placeholder | Air Comp BUS | [15 empty] | 0 | Low Income placeholder | Air Comp BUS | [15 empty] | 0 | Low Income placeholder | Air Comp BUS | [15 empty] | 0
| Building Shell BUS | [15 empty] | 0 |  | Building Shell BUS | [15 empty] | 0 |  | Building Shell BUS | [15 empty] | 0 |  | Building Shell BUS | [15 empty] | 0
| Cooking BUS | [15 empty] | 0 |  | Cooking BUS | [15 empty] | 0 |  | Cooking BUS | [15 empty] | 0 |  | Cooking BUS | [15 empty] | 0
| Cooling BUS | [15 empty] | 0 |  | Cooling BUS | [15 empty] | 0 |  | Cooling BUS | [15 empty] | 0 |  | Cooling BUS | [15 empty] | 0
| Ext Lighting BUS | [15 empty] | 0 |  | Ext Lighting BUS | [15 empty] | 0 |  | Ext Lighting BUS | [15 empty] | 0 |  | Ext Lighting BUS | [15 empty] | 0
| Heating BUS | [15 empty] | 0 |  | Heating BUS | [15 empty] | 0 |  | Heating BUS | [15 empty] | 0 |  | Heating BUS | [15 empty] | 0
| HVAC BUS | [15 empty] | 0 |  | HVAC BUS | [15 empty] | 0 |  | HVAC BUS | [15 empty] | 0 |  | HVAC BUS | [15 empty] | 0
| Lighting BUS | [15 empty] | 0 |  | Lighting BUS | [15 empty] | 0 |  | Lighting BUS | [15 empty] | 0 |  | Lighting BUS | [15 empty] | 0
| Miscellaneous BUS | [15 empty] | 0 |  | Miscellaneous BUS | [15 empty] | 0 |  | Miscellaneous BUS | [15 empty] | 0 |  | Miscellaneous BUS | [15 empty] | 0
| Motors BUS | [15 empty] | 0 |  | Motors BUS | [15 empty] | 0 |  | Motors BUS | [15 empty] | 0 |  | Motors BUS | [15 empty] | 0
| Process BUS | [15 empty] | 0 |  | Process BUS | [15 empty] | 0 |  | Process BUS | [15 empty] | 0 |  | Process BUS | [15 empty] | 0
| Refrigeration BUS | [15 empty] | 0 |  | Refrigeration BUS | [15 empty] | 0 |  | Refrigeration BUS | [15 empty] | 0 |  | Refrigeration BUS | [15 empty] | 0
| Water Heating BUS | [15 empty] | 0 |  | Water Heating BUS | [15 empty] | 0 |  | Water Heating BUS | [15 empty] | 0 |  | Water Heating BUS | [15 empty] | 0
| Monthly Total | 0 | 0 | 0 | 0 | 0 | 0 | 0 | 0 | 0 | 0 | 0 | 0 | 0 | 0 | 0 | 0 |  | Monthly Total | 0 | 0 | 0 | 0 | 0 | 0 | 0 | 0 | 0 | 0 | 0 | 0 | 0 | 0 | 0 | 0 |  | Monthly Total | 0 | 0 | 0 | 0 | 0 | 0 | 0 | 0 | 0 | 0 | 0 | 0 | 0 | 0 | 0 | 0 |  | Monthly Total | 0 | 0 | 0 | 0 | 0 | 0 | 0 | 0 | 0 | 0 | 0 | 0 | 0 | 0 | 0 | 0
[17 empty] | 0 | [17 empty] | 0 | [17 empty] | 0 | [17 empty] | 0
| kWh Savings | Jan | Feb | Mar | Apr | May | Jun | Jul | Aug | Sep | Oct | Nov | Dec | Jan | Feb | Mar | Total |  | kWh Savings | Jan | Feb | Mar | Apr | May | Jun | Jul | Aug | Sep | Oct | Nov | Dec | Jan | Feb | Mar | Total |  | kWh Savings | Jan | Feb | Mar | Apr | May | Jun | Jul | Aug | Sep | Oct | Nov | Dec | Jan | Feb | Mar | Total |  | kWh Savings | Jan | Feb | Mar | Apr | May | Jun | Jul | Aug | Sep | Oct | Nov | Dec | Jan | Feb | Mar | Total
TOTAL (W/O LOW INCOME OR DR) | Air Comp BUS | 0 | 0 | 0 | 0 | 0 | 0 | 0 | 0 | 0 | 0 | 0 | 0 | 0 | 0 | 0 | 0 | TOTAL (W/O LOW INCOME OR DR) | Air Comp BUS | 0 | 69559 | 354824.2042 | 0 | 404208 | 164256 | 0 | 206490.3315 | 138351 | 0 | 59220 | 457131.9979 | 0 | 0 | 0 | 1854040.5337 | TOTAL (W/O LOW INCOME OR DR) | Air Comp BUS | 0 | 480496.555 | 102148.4924 | 593627 | 0 | 0 | 0 | 0 | 0 | 0 | 0 | 479275.1369 | 0 | 0 | 0 | 1655547.1843 | TOTAL (W/O LOW INCOME OR DR) | Air Comp BUS | 0 | 0 | 0 | 0 | 0 | 0 | 0 | 0 | 0 | 0 | 0 | 787510 | 0 | 0 | 0 | 787510
| Building Shell BUS | 0 | 0 | 0 | 0 | 0 | 0 | 0 | 0 | 0 | 0 | 0 | 0 | 0 | 0 | 0 | 0 |  | Building Shell BUS | 0 | 0 | 0 | 0 | 32324.144 | 0 | 0 | 0 | 0 | 73906.35 | 0 | 0 | 0 | 0 | 0 | 106230.494 |  | Building Shell BUS | 0 | 0 | 0 | 0 | 0 | 0 | 0 | 0 | 0 | 0 | 0 | 0 | 0 | 0 | 0 | 0 |  | Building Shell BUS | 0 | 0 | 0 | 0 | 0 | 0 | 0 | 0 | 0 | 0 | 0 | 0 | 0 | 0 | 0 | 0
| Cooking BUS | 0 | 0 | 0 | 0 | 0 | 0 | 0 | 0 | 0 | 0 | 0 | 0 | 0 | 0 | 0 | 0 |  | Cooking BUS | 0 | 0 | 0 | 0 | 0 | 0 | 0 | 0 | 0 | 62085 | 23638 | 40799.602 | 0 | 0 | 0 | 126522.602 |  | Cooking BUS | 0 | 0 | 0 | 0 | 0 | 0 | 0 | 0 | 0 | 0 | 0 | 0 | 0 | 0 | 0 | 0 |  | Cooking BUS | 0 | 0 | 0 | 0 | 0 | 0 | 0 | 0 | 0 | 0 | 0 | 0 | 0 | 0 | 0 | 0
| Cooling BUS | 0 | 3169.9644 | 4458.6313 | 58482.4124 | 49575.0342 | 19981.7842 | 7438.2752 | 17735.4639 | 135082.2335 | 13165.6058 | 124133.1159 | 1492515.6445 | 0 | 0 | 0 | 1925738.1653 |  | Cooling BUS | 0 | 0 | 200097.917 | 548117.7626 | 429714.8029 | 274407.8458 | 313542.1315 | 460725.558 | 307365.5623 | 809904.249 | 590600.7351 | 2058955.1022 | 0 | 0 | 0 | 5993431.6663 |  | Cooling BUS | 0 | 0 | 0 | 0 | 219305.1733 | 0 | 362424.9684 | 73005.8905 | 6896.9318 | 2871.0423 | 20286.7291 | 1989908.4651 | 0 | 0 | 0 | 2674699.2004 |  | Cooling BUS | 0 | 0 | 0 | 0 | 0 | 802283.7616 | 0 | 0 | 0 | 0 | 0 | 718505.072 | 0 | 0 | 0 | 1520788.8336
| Ext Lighting BUS | 0 | 0 | 0 | 0 | 0 | 0 | 0 | 0 | 0 | 0 | 0 | 0 | 0 | 0 | 0 | 0 |  | Ext Lighting BUS | 0 | 0 | 0 | 0 | 0 | 5448.3551 | 0 | 0 | 0 | 0 | 0 | 0 | 0 | 0 | 0 | 5448.3551 |  | Ext Lighting BUS | 0 | 0 | 0 | 0 | 0 | 0 | 0 | 0 | 0 | 0 | 0 | 0 | 0 | 0 | 0 | 0 |  | Ext Lighting BUS | 0 | 0 | 0 | 0 | 0 | 0 | 0 | 0 | 0 | 0 | 0 | 0 | 0 | 0 | 0 | 0
| Heating BUS | 0 | 0 | 0 | 0 | 0 | 0 | 0 | 0 | 0 | 0 | 0 | 2454.7697 | 0 | 0 | 0 | 2454.7697 |  | Heating BUS | 0 | 0 | 0 | 0 | 0 | 0 | 0 | 0 | 0 | 0 | 0 | 47944.4261 | 0 | 0 | 0 | 47944.4261 |  | Heating BUS | 0 | 0 | 0 | 0 | 0 | 0 | 0 | 0 | 0 | 0 | 0 | 0 | 0 | 0 | 0 | 0 |  | Heating BUS | 0 | 0 | 0 | 0 | 0 | 0 | 0 | 0 | 0 | 0 | 0 | 0 | 0 | 0 | 0 | 0
| HVAC BUS | 0 | 0 | 0 | 12220.0046 | 0 | 0 | 0 | 0 | 6789.5878 | 57725.2052 | 430837.2605 | 435859.2779 | 0 | 0 | 0 | 943431.3359 |  | HVAC BUS | 0 | 0 | 150210.304 | 445668.4827 | 677564.1067 | 407910.3172 | 314259.9123 | 298137.8576 | 67690.6696 | 2221432.4131 | 1143881.8887 | 3603983.2325 | 0 | 0 | 0 | 9330739.1844 |  | HVAC BUS | 0 | 0 | 0 | 0 | 248836.2062 | 0 | 0 | 205977.5304 | 1914653.0825 | 657162.1251 | 0 | 670519.2591 | 0 | 0 | 0 | 3697148.2033 |  | HVAC BUS | 0 | 0 | 0 | 0 | 0 | 0 | 0 | 0 | 0 | 0 | 0 | 358689.764 | 0 | 0 | 0 | 358689.764
| Lighting BUS | 0 | 502672.0284 | 1430151.2915 | 877124.8835 | 861468.5774 | 1654460.8028 | 513950.8379 | 578869.9315 | 1402382.7998 | 1419612.758 | 2072308.9757 | 5471817.6731 | 0 | 0 | 0 | 16784820.5595 |  | Lighting BUS | 0 | 194653.6553 | 2273551.5381 | 2420691.1893 | 4546881.5931 | 1625843.6297 | 2035632.9476 | 1506002.8791 | 2053972.0473 | 3541847.9236 | 2505020.5074 | 8786141.0371 | 0 | 0 | 0 | 31490238.9477 |  | Lighting BUS | 0 | 33187.9378 | 33948.0296 | 326126.1422 | 535400.8583 | 359243.3943 | 125552.2039 | 666832.1704 | 39611.9443 | 592661.9973 | 39738.4188 | 5300072.1566 | 0 | 0 | 0 | 8052375.2534 |  | Lighting BUS | 0 | 0 | 109507.2999 | 0 | 48621.8894 | 0 | 8605.6933 | 185310.985 | 237756.1157 | 28928.2974 | 0 | 1219192.8086 | 0 | 0 | 0 | 1837923.0893
| Miscellaneous BUS | 0 | 0 | 2616.7837 | 7580.617 | 0 | 0 | 4739.8688 | 0 | 0 | 0 | 0 | 1300.6981 | 0 | 0 | 0 | 16237.9676 |  | Miscellaneous BUS | 0 | 0 | 107437.0263 | 0 | 0 | 0 | 36338.9942 | 0 | 0 | 6319.8251 | 0 | 0 | 0 | 0 | 0 | 150095.8455 |  | Miscellaneous BUS | 0 | 90471.3826 | 0 | 0 | 0 | 0 | 0 | 0 | 0 | 0 | 0 | 0 | 0 | 0 | 0 | 90471.3826 |  | Miscellaneous BUS | 0 | 0 | 0 | 0 | 0 | 0 | 0 | 0 | 0 | 0 | 0 | 0 | 0 | 0 | 0 | 0
| Motors BUS | 0 | 0 | 0 | 0 | 0 | 0 | 0 | 0 | 0 | 0 | 0 | 0 | 0 | 0 | 0 | 0 |  | Motors BUS | 0 | 0 | 0 | 0 | 3372034.128 | 0 | 25162.256 | 0 | 0 | 67887.632 | 0 | 0 | 0 | 0 | 0 | 3465084.016 |  | Motors BUS | 0 | 0 | 0 | 0 | 0 | 0 | 0 | 0 | 0 | 0 | 0 | 0 | 0 | 0 | 0 | 0 |  | Motors BUS | 0 | 0 | 0 | 0 | 0 | 0 | 0 | 0 | 0 | 0 | 0 | 436079.728 | 0 | 0 | 0 | 436079.728
| Process BUS | 0 | 0 | 0 | 0 | 0 | 0 | 0 | 0 | 0 | 0 | 0 | 0 | 0 | 0 | 0 | 0 |  | Process BUS | 0 | 0 | 0 | 0 | 0 | 0 | 0 | 284710.636 | 815953.86 | 0 | 0 | 0 | 0 | 0 | 0 | 1100664.496 |  | Process BUS | 0 | 0 | 0 | 0 | 0 | 0 | 0 | 0 | 36747.088 | 0 | 264593.6 | 55432.86 | 0 | 0 | 0 | 356773.548 |  | Process BUS | 0 | 0 | 0 | 0 | 0 | 0 | 0 | 0 | 0 | 0 | 0 | 0 | 0 | 0 | 0 | 0
| Refrigeration BUS | 0 | 0 | 2403 | 0 | 1220 | 6377.546 | 0 | 0 | 58283.602 | 211833 | 105776.644 | 50504.114 | 0 | 0 | 0 | 436397.906 |  | Refrigeration BUS | 0 | 0 | 52334.75 | 0 | 0 | 5150 | 52778.096 | 0 | 50103.724 | 41242 | 58480.968 | 315971.42 | 0 | 0 | 0 | 576060.958 |  | Refrigeration BUS | 0 | 0 | 0 | 0 | 0 | 0 | 0 | 0 | 0 | 0 | 0 | 0 | 0 | 0 | 0 | 0 |  | Refrigeration BUS | 0 | 0 | 0 | 0 | 0 | 0 | 0 | 0 | 0 | 0 | 0 | 0 | 0 | 0 | 0 | 0
| Water Heating BUS | 0 | 0 | 0 | 0 | 0 | 0 | 21156 | 0 | 0 | 0 | 0 | 0 | 0 | 0 | 0 | 21156 |  | Water Heating BUS | 0 | 0 | 0 | 0 | 0 | 0 | 0 | 0 | 0 | 0 | 0 | 0 | 0 | 0 | 0 | 0 |  | Water Heating BUS | 0 | 0 | 0 | 0 | 0 | 0 | 0 | 0 | 0 | 0 | 0 | 0 | 0 | 0 | 0 | 0 |  | Water Heating BUS | 0 | 0 | 0 | 0 | 0 | 0 | 0 | 0 | 0 | 0 | 0 | 0 | 0 | 0 | 0 | 0
| Monthly Total | 0 | 505841.9928 | 1439629.7066 | 955407.9174 | 912263.6116 | 1680820.1329 | 547284.9819 | 596605.3954 | 1602538.223 | 1702336.569 | 2733055.9961 | 7454452.1773 | 0 | 0 | 0 | 20130236.7041 |  | Monthly Total | 0 | 264212.6553 | 3138455.7397 | 3414477.4346 | 9462726.7747 | 2483016.1477 | 2777714.3377 | 2756067.2622 | 3433436.8632 | 6824625.3928 | 4380842.0992 | 15310926.8178 | 0 | 0 | 0 | 54246501.5249 |  | Monthly Total | 0 | 604155.8754 | 136096.5219 | 919753.1422 | 1003542.2378 | 359243.3943 | 487977.1723 | 945815.5912 | 1997909.0465 | 1252695.1647 | 324618.7479 | 8495207.8777 | 0 | 0 | 0 | 16527014.772 |  | Monthly Total | 0 | 0 | 109507.2999 | 0 | 48621.8894 | 802283.7616 | 8605.6933 | 185310.985 | 237756.1157 | 28928.2974 | 0 | 3519977.3726 | 0 | 0 | 0 | 4940991.4149
[17 empty] | 20130236.7041 | [17 empty] | 54246501.5249 | [17 empty] | 16527014.772 | [17 empty] | 4940991.4149
| kWh Savings | Jan | Feb | Mar | Apr | May | Jun | Jul | Aug | Sep | Oct | Nov | Dec | Jan | Feb | Mar | Total |  | kWh Savings | Jan | Feb | Mar | Apr | May | Jun | Jul | Aug | Sep | Oct | Nov | Dec | Jan | Feb | Mar | Total |  | kWh Savings | Jan | Feb | Mar | Apr | May | Jun | Jul | Aug | Sep | Oct | Nov | Dec | Jan | Feb | Mar | Total |  | kWh Savings | Jan | Feb | Mar | Apr | May | Jun | Jul | Aug | Sep | Oct | Nov | Dec | Jan | Feb | Mar | Total
LOW INCOME TOTAL | Air Comp BUS | 0 | 0 | 0 | 0 | 0 | 0 | 0 | 0 | 0 | 0 | 0 | 0 | 0 | 0 | 0 | 0 | LOW INCOME TOTAL | Air Comp BUS | 0 | 0 | 0 | 0 | 0 | 0 | 0 | 0 | 0 | 0 | 0 | 0 | 0 | 0 | 0 | 0 | LOW INCOME TOTAL | Air Comp BUS | 0 | 0 | 0 | 0 | 0 | 0 | 0 | 0 | 0 | 0 | 0 | 0 | 0 | 0 | 0 | 0 | LOW INCOME TOTAL | Air Comp BUS | 0 | 0 | 0 | 0 | 0 | 0 | 0 | 0 | 0 | 0 | 0 | 0 | 0 | 0 | 0 | 0
| Building Shell BUS | 0 | 0 | 0 | 0 | 0 | 0 | 0 | 0 | 0 | 0 | 0 | 0 | 0 | 0 | 0 | 0 |  | Building Shell BUS | 0 | 0 | 0 | 0 | 0 | 0 | 0 | 0 | 0 | 0 | 0 | 0 | 0 | 0 | 0 | 0 |  | Building Shell BUS | 0 | 0 | 0 | 0 | 0 | 0 | 0 | 0 | 0 | 0 | 0 | 0 | 0 | 0 | 0 | 0 |  | Building Shell BUS | 0 | 0 | 0 | 0 | 0 | 0 | 0 | 0 | 0 | 0 | 0 | 0 | 0 | 0 | 0 | 0
| Cooking BUS | 0 | 0 | 0 | 0 | 0 | 0 | 0 | 0 | 0 | 0 | 0 | 0 | 0 | 0 | 0 | 0 |  | Cooking BUS | 0 | 0 | 0 | 0 | 0 | 0 | 0 | 0 | 0 | 0 | 0 | 0 | 0 | 0 | 0 | 0 |  | Cooking BUS | 0 | 0 | 0 | 0 | 0 | 0 | 0 | 0 | 0 | 0 | 0 | 0 | 0 | 0 | 0 | 0 |  | Cooking BUS | 0 | 0 | 0 | 0 | 0 | 0 | 0 | 0 | 0 | 0 | 0 | 0 | 0 | 0 | 0 | 0
| Cooling BUS | 0 | 0 | 0 | 9034 | 12903.863 | 0 | 0 | 0 | 312.6362 | 8212 | 821 | 1745 | 0 | 0 | 0 | 33028.4993 |  | Cooling BUS | 0 | 0 | 0 | 0 | 0 | 0 | 0 | 0 | 0 | 0 | 0 | 0 | 0 | 0 | 0 | 0 |  | Cooling BUS | 0 | 0 | 0 | 0 | 0 | 0 | 0 | 0 | 0 | 0 | 0 | 0 | 0 | 0 | 0 | 0 |  | Cooling BUS | 0 | 0 | 0 | 0 | 0 | 0 | 0 | 0 | 0 | 0 | 0 | 0 | 0 | 0 | 0 | 0
| Ext Lighting BUS | 0 | 0 | 0 | 0 | 0 | 0 | 0 | 0 | 0 | 0 | 0 | 0 | 0 | 0 | 0 | 0 |  | Ext Lighting BUS | 0 | 0 | 0 | 0 | 0 | 0 | 0 | 0 | 0 | 0 | 0 | 0 | 0 | 0 | 0 | 0 |  | Ext Lighting BUS | 0 | 0 | 0 | 0 | 0 | 0 | 0 | 0 | 0 | 0 | 0 | 0 | 0 | 0 | 0 | 0 |  | Ext Lighting BUS | 0 | 0 | 0 | 0 | 0 | 0 | 0 | 0 | 0 | 0 | 0 | 0 | 0 | 0 | 0 | 0
| Heating BUS | 0 | 0 | 0 | 0 | 1710.8329 | 0 | 0 | 0 | 380.1851 | 0 | 0 | 0 | 0 | 0 | 0 | 2091.018 |  | Heating BUS | 0 | 0 | 0 | 0 | 0 | 0 | 0 | 0 | 0 | 0 | 0 | 0 | 0 | 0 | 0 | 0 |  | Heating BUS | 0 | 0 | 0 | 0 | 0 | 0 | 0 | 0 | 0 | 0 | 0 | 0 | 0 | 0 | 0 | 0 |  | Heating BUS | 0 | 0 | 0 | 0 | 0 | 0 | 0 | 0 | 0 | 0 | 0 | 0 | 0 | 0 | 0 | 0
| HVAC BUS | 0 | 0 | 0 | 0 | 0 | 0 | 410.7296 | 0 | 0 | 0 | 0 | 0 | 0 | 0 | 0 | 410.7296 |  | HVAC BUS | 0 | 0 | 0 | 0 | 0 | 0 | 0 | 0 | 0 | 0 | 0 | 0 | 0 | 0 | 0 | 0 |  | HVAC BUS | 0 | 0 | 0 | 0 | 0 | 0 | 0 | 0 | 0 | 0 | 0 | 0 | 0 | 0 | 0 | 0 |  | HVAC BUS | 0 | 0 | 0 | 0 | 0 | 0 | 0 | 0 | 0 | 0 | 0 | 0 | 0 | 0 | 0 | 0
| Lighting BUS | 0 | 0 | 191704.906 | 127883.6184 | 335260.4177 | 177343.7999 | 145465.5683 | 53819.3827 | 517142.9146 | 63115.0834 | 217427.1597 | 394635.2948 | 0 | 0 | 0 | 2223798.1455 |  | Lighting BUS | 0 | 0 | 55871.6674 | 14331.9857 | 74318.3257 | 46716.5866 | 105538.3854 | 74408.4856 | 243345.7255 | 108194.5467 | 51415.8375 | 1764735.7101 | 0 | 0 | 0 | 2538877.2561 |  | Lighting BUS | 0 | 0 | 0 | 0 | 0 | 0 | 0 | 0 | 0 | 0 | 0 | 0 | 0 | 0 | 0 | 0 |  | Lighting BUS | 0 | 0 | 0 | 0 | 0 | 0 | 0 | 0 | 0 | 0 | 0 | 0 | 0 | 0 | 0 | 0
| Miscellaneous BUS | 0 | 0 | 0 | 0 | 153.9 | 0 | 0 | 0 | 0 | 0 | 0 | 0 | 0 | 0 | 0 | 153.9 |  | Miscellaneous BUS | 0 | 0 | 0 | 0 | 0 | 0 | 0 | 0 | 0 | 0 | 0 | 0 | 0 | 0 | 0 | 0 |  | Miscellaneous BUS | 0 | 0 | 0 | 0 | 0 | 0 | 0 | 0 | 0 | 0 | 0 | 0 | 0 | 0 | 0 | 0 |  | Miscellaneous BUS | 0 | 0 | 0 | 0 | 0 | 0 | 0 | 0 | 0 | 0 | 0 | 0 | 0 | 0 | 0 | 0
| Motors BUS | 0 | 0 | 0 | 0 | 0 | 0 | 0 | 0 | 0 | 0 | 0 | 0 | 0 | 0 | 0 | 0 |  | Motors BUS | 0 | 0 | 0 | 0 | 0 | 0 | 0 | 0 | 0 | 0 | 0 | 0 | 0 | 0 | 0 | 0 |  | Motors BUS | 0 | 0 | 0 | 0 | 0 | 0 | 0 | 0 | 0 | 0 | 0 | 0 | 0 | 0 | 0 | 0 |  | Motors BUS | 0 | 0 | 0 | 0 | 0 | 0 | 0 | 0 | 0 | 0 | 0 | 0 | 0 | 0 | 0 | 0
| Process BUS | 0 | 0 | 0 | 0 | 0 | 0 | 0 | 0 | 0 | 0 | 0 | 0 | 0 | 0 | 0 | 0 |  | Process BUS | 0 | 0 | 0 | 0 | 0 | 0 | 0 | 0 | 0 | 0 | 0 | 0 | 0 | 0 | 0 | 0 |  | Process BUS | 0 | 0 | 0 | 0 | 0 | 0 | 0 | 0 | 0 | 0 | 0 | 0 | 0 | 0 | 0 | 0 |  | Process BUS | 0 | 0 | 0 | 0 | 0 | 0 | 0 | 0 | 0 | 0 | 0 | 0 | 0 | 0 | 0 | 0
| Refrigeration BUS | 0 | 0 | 0 | 2951 | 0 | 0 | 0 | 0 | 0 | 0 | 0 | 0 | 0 | 0 | 0 | 2951 |  | Refrigeration BUS | 0 | 0 | 0 | 0 | 0 | 0 | 0 | 0 | 0 | 0 | 0 | 0 | 0 | 0 | 0 | 0 |  | Refrigeration BUS | 0 | 0 | 0 | 0 | 0 | 0 | 0 | 0 | 0 | 0 | 0 | 0 | 0 | 0 | 0 | 0 |  | Refrigeration BUS | 0 | 0 | 0 | 0 | 0 | 0 | 0 | 0 | 0 | 0 | 0 | 0 | 0 | 0 | 0 | 0
| Water Heating BUS | 0 | 0 | 0 | 0 | 0 | 0 | 0 | 0 | 0 | 0 | 0 | 3567.9631 | 0 | 0 | 0 | 3567.9631 |  | Water Heating BUS | 0 | 0 | 0 | 0 | 0 | 0 | 0 | 0 | 0 | 0 | 0 | 0 | 0 | 0 | 0 | 0 |  | Water Heating BUS | 0 | 0 | 0 | 0 | 0 | 0 | 0 | 0 | 0 | 0 | 0 | 0 | 0 | 0 | 0 | 0 |  | Water Heating BUS | 0 | 0 | 0 | 0 | 0 | 0 | 0 | 0 | 0 | 0 | 0 | 0 | 0 | 0 | 0 | 0
| Monthly Total | 0 | 0 | 191704.906 | 139868.6184 | 350029.0136 | 177343.7999 | 145876.2978 | 53819.3827 | 517835.7359 | 71327.0834 | 218248.1597 | 399948.258 | 0 | 0 | 0 | 2266001.2554 |  | Monthly Total | 0 | 0 | 55871.6674 | 14331.9857 | 74318.3257 | 46716.5866 | 105538.3854 | 74408.4856 | 243345.7255 | 108194.5467 | 51415.8375 | 1764735.7101 | 0 | 0 | 0 | 2538877.2561 |  | Monthly Total | 0 | 0 | 0 | 0 | 0 | 0 | 0 | 0 | 0 | 0 | 0 | 0 | 0 | 0 | 0 | 0 |  | Monthly Total | 0 | 0 | 0 | 0 | 0 | 0 | 0 | 0 | 0 | 0 | 0 | 0 | 0 | 0 | 0 | 0
[17 empty] | 2266001.2554 | [17 empty] | 2538877.2561 | [17 empty] | 0 | [17 empty] | 0
| kWh Savings | Jan | Feb | Mar | Apr | May | Jun | Jul | Aug | Sep | Oct | Nov | Dec | Jan | Feb | Mar | Total |  | kWh Savings | Jan | Feb | Mar | Apr | May | Jun | Jul | Aug | Sep | Oct | Nov | Dec | Jan | Feb | Mar | Total |  | kWh Savings | Jan | Feb | Mar | Apr | May | Jun | Jul | Aug | Sep | Oct | Nov | Dec | Jan | Feb | Mar | Total |  | kWh Savings | Jan | Feb | Mar | Apr | May | Jun | Jul | Aug | Sep | Oct | Nov | Dec | Jan | Feb | Mar | Total
TOTAL | Air Comp BUS | 0 | 0 | 0 | 0 | 0 | 0 | 0 | 0 | 0 | 0 | 0 | 0 | 0 | 0 | 0 | 0 | TOTAL | Air Comp BUS | 0 | 69559 | 354824.2042 | 0 | 404208 | 164256 | 0 | 206490.3315 | 138351 | 0 | 59220 | 457131.9979 | 0 | 0 | 0 | 1854040.5337 | TOTAL | Air Comp BUS | 0 | 480496.555 | 102148.4924 | 593627 | 0 | 0 | 0 | 0 | 0 | 0 | 0 | 479275.1369 | 0 | 0 | 0 | 1655547.1843 | TOTAL | Air Comp BUS | 0 | 0 | 0 | 0 | 0 | 0 | 0 | 0 | 0 | 0 | 0 | 787510 | 0 | 0 | 0 | 787510
| Building Shell BUS | 0 | 0 | 0 | 0 | 0 | 0 | 0 | 0 | 0 | 0 | 0 | 0 | 0 | 0 | 0 | 0 |  | Building Shell BUS | 0 | 0 | 0 | 0 | 32324.144 | 0 | 0 | 0 | 0 | 73906.35 | 0 | 0 | 0 | 0 | 0 | 106230.494 |  | Building Shell BUS | 0 | 0 | 0 | 0 | 0 | 0 | 0 | 0 | 0 | 0 | 0 | 0 | 0 | 0 | 0 | 0 |  | Building Shell BUS | 0 | 0 | 0 | 0 | 0 | 0 | 0 | 0 | 0 | 0 | 0 | 0 | 0 | 0 | 0 | 0
| Cooking BUS | 0 | 0 | 0 | 0 | 0 | 0 | 0 | 0 | 0 | 0 | 0 | 0 | 0 | 0 | 0 | 0 |  | Cooking BUS | 0 | 0 | 0 | 0 | 0 | 0 | 0 | 0 | 0 | 62085 | 23638 | 40799.602 | 0 | 0 | 0 | 126522.602 |  | Cooking BUS | 0 | 0 | 0 | 0 | 0 | 0 | 0 | 0 | 0 | 0 | 0 | 0 | 0 | 0 | 0 | 0 |  | Cooking BUS | 0 | 0 | 0 | 0 | 0 | 0 | 0 | 0 | 0 | 0 | 0 | 0 | 0 | 0 | 0 | 0
| Cooling BUS | 0 | 3169.9644 | 4458.6313 | 67516.4124 | 62478.8973 | 19981.7842 | 7438.2752 | 17735.4639 | 135394.8697 | 21377.6058 | 124954.1159 | 1494260.6445 | 0 | 0 | 0 | 1958766.6646 |  | Cooling BUS | 0 | 0 | 200097.917 | 548117.7626 | 429714.8029 | 274407.8458 | 313542.1315 | 460725.558 | 307365.5623 | 809904.249 | 590600.7351 | 2058955.1022 | 0 | 0 | 0 | 5993431.6663 |  | Cooling BUS | 0 | 0 | 0 | 0 | 219305.1733 | 0 | 362424.9684 | 73005.8905 | 6896.9318 | 2871.0423 | 20286.7291 | 1989908.4651 | 0 | 0 | 0 | 2674699.2004 |  | Cooling BUS | 0 | 0 | 0 | 0 | 0 | 802283.7616 | 0 | 0 | 0 | 0 | 0 | 718505.072 | 0 | 0 | 0 | 1520788.8336
| Ext Lighting BUS | 0 | 0 | 0 | 0 | 0 | 0 | 0 | 0 | 0 | 0 | 0 | 0 | 0 | 0 | 0 | 0 |  | Ext Lighting BUS | 0 | 0 | 0 | 0 | 0 | 5448.3551 | 0 | 0 | 0 | 0 | 0 | 0 | 0 | 0 | 0 | 5448.3551 |  | Ext Lighting BUS | 0 | 0 | 0 | 0 | 0 | 0 | 0 | 0 | 0 | 0 | 0 | 0 | 0 | 0 | 0 | 0 |  | Ext Lighting BUS | 0 | 0 | 0 | 0 | 0 | 0 | 0 | 0 | 0 | 0 | 0 | 0 | 0 | 0 | 0 | 0
| Heating BUS | 0 | 0 | 0 | 0 | 1710.8329 | 0 | 0 | 0 | 380.1851 | 0 | 0 | 2454.7697 | 0 | 0 | 0 | 4545.7877 |  | Heating BUS | 0 | 0 | 0 | 0 | 0 | 0 | 0 | 0 | 0 | 0 | 0 | 47944.4261 | 0 | 0 | 0 | 47944.4261 |  | Heating BUS | 0 | 0 | 0 | 0 | 0 | 0 | 0 | 0 | 0 | 0 | 0 | 0 | 0 | 0 | 0 | 0 |  | Heating BUS | 0 | 0 | 0 | 0 | 0 | 0 | 0 | 0 | 0 | 0 | 0 | 0 | 0 | 0 | 0 | 0
| HVAC BUS | 0 | 0 | 0 | 12220.0046 | 0 | 0 | 410.7296 | 0 | 6789.5878 | 57725.2052 | 430837.2605 | 435859.2779 | 0 | 0 | 0 | 943842.0654 |  | HVAC BUS | 0 | 0 | 150210.304 | 445668.4827 | 677564.1067 | 407910.3172 | 314259.9123 | 298137.8576 | 67690.6696 | 2221432.4131 | 1143881.8887 | 3603983.2325 | 0 | 0 | 0 | 9330739.1844 |  | HVAC BUS | 0 | 0 | 0 | 0 | 248836.2062 | 0 | 0 | 205977.5304 | 1914653.0825 | 657162.1251 | 0 | 670519.2591 | 0 | 0 | 0 | 3697148.2033 |  | HVAC BUS | 0 | 0 | 0 | 0 | 0 | 0 | 0 | 0 | 0 | 0 | 0 | 358689.764 | 0 | 0 | 0 | 358689.764
| Lighting BUS | 0 | 502672.0284 | 1621856.1975 | 1005008.5018 | 1196728.995 | 1831804.6027 | 659416.4062 | 632689.3142 | 1919525.7143 | 1482727.8414 | 2289736.1354 | 5866452.9679 | 0 | 0 | 0 | 19008618.705 |  | Lighting BUS | 0 | 194653.6553 | 2329423.2055 | 2435023.1749 | 4621199.9188 | 1672560.2163 | 2141171.333 | 1580411.3647 | 2297317.7729 | 3650042.4703 | 2556436.3449 | 10550876.7472 | 0 | 0 | 0 | 34029116.2038 |  | Lighting BUS | 0 | 33187.9378 | 33948.0296 | 326126.1422 | 535400.8583 | 359243.3943 | 125552.2039 | 666832.1704 | 39611.9443 | 592661.9973 | 39738.4188 | 5300072.1566 | 0 | 0 | 0 | 8052375.2534 |  | Lighting BUS | 0 | 0 | 109507.2999 | 0 | 48621.8894 | 0 | 8605.6933 | 185310.985 | 237756.1157 | 28928.2974 | 0 | 1219192.8086 | 0 | 0 | 0 | 1837923.0893
| Miscellaneous BUS | 0 | 0 | 2616.7837 | 7580.617 | 153.9 | 0 | 11369.1359 | 11179.9748 | 0 | 0 | 0 | 1300.6981 | 0 | 0 | 0 | 34201.1095 |  | Miscellaneous BUS | 0 | 0 | 107437.0263 | 0 | 0 | 0 | 175290.7255 | 264068.1858 | 0 | 6319.8251 | 0 | 311.9022 | 0 | 0 | 0 | 553427.6648 |  | Miscellaneous BUS | 0 | 90471.3826 | 0 | 0 | 0 | 0 | 53266.9001 | 312344.2863 | 0 | 0 | 0 | 39886.5152 | 0 | 0 | 0 | 495969.0841 |  | Miscellaneous BUS | 0 | 0 | 0 | 0 | 0 | 0 | -12421.0167 | 8539.0185 | 0 | 0 | 0 | 102870.7413 | 0 | 0 | 0 | 98988.743
| Motors BUS | 0 | 0 | 0 | 0 | 0 | 0 | 0 | 0 | 0 | 0 | 0 | 0 | 0 | 0 | 0 | 0 |  | Motors BUS | 0 | 0 | 0 | 0 | 3372034.128 | 0 | 25162.256 | 0 | 0 | 67887.632 | 0 | 0 | 0 | 0 | 0 | 3465084.016 |  | Motors BUS | 0 | 0 | 0 | 0 | 0 | 0 | 0 | 0 | 0 | 0 | 0 | 0 | 0 | 0 | 0 | 0 |  | Motors BUS | 0 | 0 | 0 | 0 | 0 | 0 | 0 | 0 | 0 | 0 | 0 | 436079.728 | 0 | 0 | 0 | 436079.728
| Process BUS | 0 | 0 | 0 | 0 | 0 | 0 | 0 | 0 | 0 | 0 | 0 | 0 | 0 | 0 | 0 | 0 |  | Process BUS | 0 | 0 | 0 | 0 | 0 | 0 | 0 | 284710.636 | 815953.86 | 0 | 0 | 0 | 0 | 0 | 0 | 1100664.496 |  | Process BUS | 0 | 0 | 0 | 0 | 0 | 0 | 0 | 0 | 36747.088 | 0 | 264593.6 | 55432.86 | 0 | 0 | 0 | 356773.548 |  | Process BUS | 0 | 0 | 0 | 0 | 0 | 0 | 0 | 0 | 0 | 0 | 0 | 0 | 0 | 0 | 0 | 0
| Refrigeration BUS | 0 | 0 | 2403 | 2951 | 1220 | 6377.546 | 0 | 0 | 58283.602 | 211833 | 105776.644 | 50504.114 | 0 | 0 | 0 | 439348.906 |  | Refrigeration BUS | 0 | 0 | 52334.75 | 0 | 0 | 5150 | 52778.096 | 0 | 50103.724 | 41242 | 58480.968 | 315971.42 | 0 | 0 | 0 | 576060.958 |  | Refrigeration BUS | 0 | 0 | 0 | 0 | 0 | 0 | 0 | 0 | 0 | 0 | 0 | 0 | 0 | 0 | 0 | 0 |  | Refrigeration BUS | 0 | 0 | 0 | 0 | 0 | 0 | 0 | 0 | 0 | 0 | 0 | 0 | 0 | 0 | 0 | 0
| Water Heating BUS | 0 | 0 | 0 | 0 | 0 | 0 | 21156 | 0 | 0 | 0 | 0 | 3567.9631 | 0 | 0 | 0 | 24723.9631 |  | Water Heating BUS | 0 | 0 | 0 | 0 | 0 | 0 | 0 | 0 | 0 | 0 | 0 | 0 | 0 | 0 | 0 | 0 |  | Water Heating BUS | 0 | 0 | 0 | 0 | 0 | 0 | 0 | 0 | 0 | 0 | 0 | 0 | 0 | 0 | 0 | 0 |  | Water Heating BUS | 0 | 0 | 0 | 0 | 0 | 0 | 0 | 0 | 0 | 0 | 0 | 0 | 0 | 0 | 0 | 0
| Monthly Total | 0 | 505841.9928 | 1631334.6126 | 1095276.5358 | 1262292.6252 | 1858163.9328 | 699790.5468 | 661604.7529 | 2120373.9589 | 1773663.6524 | 2951304.1558 | 7854400.4353 | 0 | 0 | 0 | 22414047.2014 |  | Monthly Total | 0 | 264212.6553 | 3194327.407 | 3428809.4203 | 9537045.1004 | 2529732.7344 | 3022204.4543 | 3094543.9336 | 3676782.5887 | 6932819.9395 | 4432257.9367 | 17075974.4301 | 0 | 0 | 0 | 57188710.6002 |  | Monthly Total | 0 | 604155.8754 | 136096.5219 | 919753.1422 | 1003542.2378 | 359243.3943 | 541244.0724 | 1258159.8775 | 1997909.0465 | 1252695.1647 | 324618.7479 | 8535094.3929 | 0 | 0 | 0 | 16932512.4735 |  | Monthly Total | 0 | 0 | 109507.2999 | 0 | 48621.8894 | 802283.7616 | -3815.3234 | 193850.0034 | 237756.1157 | 28928.2974 | 0 | 3622848.1139 | 0 | 0 | 0 | 5039980.158
[17 empty] | 22414047.2014 | [17 empty] | 57188710.6002 | [17 empty] | 16932512.4735 | [17 empty] | 5039980.158

## ExPostGross kWh_BizSum
SUM (2M+3M+4M+11M) - Gross Values
| kWh Savings | Jan | Feb | Mar | Apr | May | Jun | Jul | Aug | Sep | Oct | Nov | Dec | Jan | Feb | Mar | Total
Business Social Services | Air Comp BUS | 0 | 0 | 0 | 0 | 0 | 0 | 0 | 0 | 0 | 0 | 0 | 0 | 0 | 0 | 0 | 0
| Building Shell BUS | 0 | 0 | 0 | 0 | 0 | 0 | 0 | 0 | 0 | 0 | 0 | 0 | 0 | 0 | 0 | 0
| Cooking BUS | 0 | 0 | 0 | 0 | 0 | 0 | 0 | 0 | 0 | 0 | 0 | 0 | 0 | 0 | 0 | 0
| Cooling BUS | 0 | 0 | 0 | 9034 | 11497 | 0 | 0 | 0 | 0 | 8212 | 821 | 1745 | 0 | 0 | 0 | 31309
| Ext Lighting BUS | 0 | 0 | 0 | 0 | 0 | 0 | 0 | 0 | 0 | 0 | 0 | 0 | 0 | 0 | 0 | 0
| Heating BUS | 0 | 0 | 0 | 0 | 0 | 0 | 0 | 0 | 0 | 0 | 0 | 0 | 0 | 0 | 0 | 0
| HVAC BUS | 0 | 0 | 0 | 0 | 0 | 0 | 0 | 0 | 0 | 0 | 0 | 0 | 0 | 0 | 0 | 0
| Lighting BUS | 0 | 0 | 98112.9941 | 106544.809 | 318485.556 | 214331.9879 | 62921.5797 | 128227.8683 | 287334.7057 | 171309.6301 | 268842.9972 | 2085102.083 | 0 | 0 | 0 | 3741214.211
| Miscellaneous BUS | 0 | 0 | 0 | 0 | 0 | 0 | 0 | 0 | 0 | 0 | 0 | 0 | 0 | 0 | 0 | 0
| Motors BUS | 0 | 0 | 0 | 0 | 0 | 0 | 0 | 0 | 0 | 0 | 0 | 0 | 0 | 0 | 0 | 0
| Process BUS | 0 | 0 | 0 | 0 | 0 | 0 | 0 | 0 | 0 | 0 | 0 | 0 | 0 | 0 | 0 | 0
| Refrigeration BUS | 0 | 0 | 0 | 2951 | 0 | 0 | 0 | 0 | 0 | 0 | 0 | 0 | 0 | 0 | 0 | 2951
| Water Heating BUS | 0 | 0 | 0 | 0 | 0 | 0 | 0 | 0 | 0 | 0 | 0 | 0 | 0 | 0 | 0 | 0
| Monthly Total | 0 | 0 | 98112.9941 | 118529.809 | 329982.556 | 214331.9879 | 62921.5797 | 128227.8683 | 287334.7057 | 179521.6301 | 269663.9972 | 2086847.083 | 0 | 0 | 0 | 3775474.211
3775474.211
| kWh Savings | Jan | Feb | Mar | Apr | May | Jun | Jul | Aug | Sep | Oct | Nov | Dec | Jan | Feb | Mar | Total
Custom | Air Comp BUS | 0 | 69559 | 134212 | 593627 | 381013 | 100101 | 0 | 0 | 84066 | 0 | 0 | 1167832 | 0 | 0 | 0 | 2530410
| Building Shell BUS | 0 | 0 | 0 | 0 | 32324.144 | 0 | 0 | 0 | 0 | 73906.35 | 0 | 0 | 0 | 0 | 0 | 106230.494
| Cooking BUS | 0 | 0 | 0 | 0 | 0 | 0 | 0 | 0 | 0 | 0 | 0 | 0 | 0 | 0 | 0 | 0
| Cooling BUS | 0 | 0 | 0 | 111500.5891 | 260231.3872 | 862739.0595 | 175260.9835 | 330606.783 | 4201.2876 | 162306.9483 | 99336.2048 | 3850428.728 | 0 | 0 | 0 | 5856611.9709
| Ext Lighting BUS | 0 | 0 | 0 | 0 | 0 | 0 | 0 | 0 | 0 | 0 | 0 | 0 | 0 | 0 | 0 | 0
| Heating BUS | 0 | 0 | 0 | 0 | 0 | 0 | 0 | 0 | 0 | 0 | 0 | 0 | 0 | 0 | 0 | 0
| HVAC BUS | 0 | 0 | 150210.304 | 213435.2782 | 836184.6978 | 407910.3172 | 314259.9123 | 459790.762 | 1749612.6085 | 2922839.8075 | 1530630.9727 | 3520488.3359 | 0 | 0 | 0 | 12105362.9962
| Lighting BUS | 0 | 1950.5946 | 739031.8613 | 715717.9566 | 2569102.3259 | 238466.7499 | 257225.9483 | 628151.1949 | 894593.3632 | 1525661.851 | 1477566.7962 | 5385368.0665 | 0 | 0 | 0 | 14432836.7084
| Miscellaneous BUS | 0 | 90471.3826 | 2616.7837 | 7580.617 | 0 | 0 | 0 | 0 | 0 | 0 | 0 | 1300.6981 | 0 | 0 | 0 | 101969.4814
| Motors BUS | 0 | 0 | 0 | 0 | 3372034.128 | 0 | 25162.256 | 0 | 0 | 67887.632 | 0 | 436079.728 | 0 | 0 | 0 | 3901163.744
| Process BUS | 0 | 0 | 0 | 0 | 0 | 0 | 0 | 284710.636 | 852700.948 | 0 | 264593.6 | 55432.86 | 0 | 0 | 0 | 1457438.044
| Refrigeration BUS | 0 | 0 | 49456.75 | 0 | 0 | 6377.546 | 52778.096 | 0 | 102631.326 | 0 | 49115.612 | 356715.534 | 0 | 0 | 0 | 617074.864
| Water Heating BUS | 0 | 0 | 0 | 0 | 0 | 0 | 0 | 0 | 0 | 0 | 0 | 0 | 0 | 0 | 0 | 0
| Monthly Total | 0 | 161980.9772 | 1075527.699 | 1641861.4409 | 7450889.6829 | 1615594.6726 | 824687.1961 | 1703259.3758 | 3687805.5332 | 4752602.5888 | 3421243.1857 | 14773645.9505 | 0 | 0 | 0 | 41109098.3029
41109098.3029
| kWh Savings | Jan | Feb | Mar | Apr | May | Jun | Jul | Aug | Sep | Oct | Nov | Dec | Jan | Feb | Mar | Total
New Construction | Air Comp BUS | 0 | 0 | 0 | 0 | 0 | 0 | 0 | 0 | 0 | 0 | 0 | 0 | 0 | 0 | 0 | 0
| Building Shell BUS | 0 | 0 | 0 | 0 | 0 | 0 | 0 | 0 | 0 | 0 | 0 | 0 | 0 | 0 | 0 | 0
| Cooking BUS | 0 | 0 | 0 | 0 | 0 | 0 | 0 | 0 | 0 | 0 | 0 | 0 | 0 | 0 | 0 | 0
| Cooling BUS | 0 | 0 | 0 | 0 | 0 | 0 | 0 | 0 | 0 | 0 | 0 | 0 | 0 | 0 | 0 | 0
| Ext Lighting BUS | 0 | 0 | 0 | 0 | 0 | 0 | 0 | 0 | 0 | 0 | 0 | 0 | 0 | 0 | 0 | 0
| Heating BUS | 0 | 0 | 0 | 0 | 0 | 0 | 0 | 0 | 0 | 0 | 0 | 0 | 0 | 0 | 0 | 0
| HVAC BUS | 0 | 0 | 0 | 0 | 0 | 0 | 0 | 0 | 0 | 0 | 0 | 0 | 0 | 0 | 0 | 0
| Lighting BUS | 0 | 0 | 0 | 0 | 0 | 0 | 0 | 0 | 0 | 0 | 0 | 0 | 0 | 0 | 0 | 0
| Miscellaneous BUS | 0 | 0 | 0 | 0 | 0 | 0 | 0 | 0 | 0 | 0 | 0 | 0 | 0 | 0 | 0 | 0
| Motors BUS | 0 | 0 | 0 | 0 | 0 | 0 | 0 | 0 | 0 | 0 | 0 | 0 | 0 | 0 | 0 | 0
| Process BUS | 0 | 0 | 0 | 0 | 0 | 0 | 0 | 0 | 0 | 0 | 0 | 0 | 0 | 0 | 0 | 0
| Refrigeration BUS | 0 | 0 | 0 | 0 | 0 | 0 | 0 | 0 | 0 | 0 | 0 | 0 | 0 | 0 | 0 | 0
| Water Heating BUS | 0 | 0 | 0 | 0 | 0 | 0 | 0 | 0 | 0 | 0 | 0 | 0 | 0 | 0 | 0 | 0
| Monthly Total | 0 | 0 | 0 | 0 | 0 | 0 | 0 | 0 | 0 | 0 | 0 | 0 | 0 | 0 | 0 | 0
0
| kWh Savings | Jan | Feb | Mar | Apr | May | Jun | Jul | Aug | Sep | Oct | Nov | Dec | Jan | Feb | Mar | Total
Retro-Commissioning | Air Comp BUS | 0 | 480496.555 | 322760.6966 | 0 | 0 | 0 | 0 | 187934.3315 | 0 | 0 | 0 | 556085.1349 | 0 | 0 | 0 | 1547276.718
| Building Shell BUS | 0 | 0 | 0 | 0 | 0 | 0 | 0 | 0 | 0 | 0 | 0 | 0 | 0 | 0 | 0 | 0
| Cooking BUS | 0 | 0 | 0 | 0 | 0 | 0 | 0 | 0 | 0 | 0 | 0 | 0 | 0 | 0 | 0 | 0
| Cooling BUS | 0 | 0 | 0 | 0 | 0 | 0 | 0 | 0 | 0 | 0 | 0 | 718505.072 | 0 | 0 | 0 | 718505.072
| Ext Lighting BUS | 0 | 0 | 0 | 0 | 0 | 0 | 0 | 0 | 0 | 0 | 0 | 0 | 0 | 0 | 0 | 0
| Heating BUS | 0 | 0 | 0 | 0 | 0 | 0 | 0 | 0 | 0 | 0 | 0 | 0 | 0 | 0 | 0 | 0
| HVAC BUS | 0 | 0 | 0 | 0 | 0 | 0 | 0 | 0 | 0 | 0 | 0 | 844605.611 | 0 | 0 | 0 | 844605.611
| Lighting BUS | 0 | 0 | 0 | 0 | 0 | 0 | 0 | 0 | 0 | 0 | 0 | 0 | 0 | 0 | 0 | 0
| Miscellaneous BUS | 0 | 0 | 0 | 0 | 0 | 0 | 0 | 0 | 0 | 0 | 0 | 0 | 0 | 0 | 0 | 0
| Motors BUS | 0 | 0 | 0 | 0 | 0 | 0 | 0 | 0 | 0 | 0 | 0 | 0 | 0 | 0 | 0 | 0
| Process BUS | 0 | 0 | 0 | 0 | 0 | 0 | 0 | 0 | 0 | 0 | 0 | 0 | 0 | 0 | 0 | 0
| Refrigeration BUS | 0 | 0 | 0 | 0 | 0 | 0 | 0 | 0 | 0 | 0 | 0 | 0 | 0 | 0 | 0 | 0
| Water Heating BUS | 0 | 0 | 0 | 0 | 0 | 0 | 0 | 0 | 0 | 0 | 0 | 0 | 0 | 0 | 0 | 0
| Monthly Total | 0 | 480496.555 | 322760.6966 | 0 | 0 | 0 | 0 | 187934.3315 | 0 | 0 | 0 | 2119195.8179 | 0 | 0 | 0 | 3110387.401
3110387.401
| kWh Savings | Jan | Feb | Mar | Apr | May | Jun | Jul | Aug | Sep | Oct | Nov | Dec | Jan | Feb | Mar | Total
Small Business Direct Install | Air Comp BUS | 0 | 0 | 0 | 0 | 0 | 0 | 0 | 0 | 0 | 0 | 0 | 0 | 0 | 0 | 0 | 0
| Building Shell BUS | 0 | 0 | 0 | 0 | 0 | 0 | 0 | 0 | 0 | 0 | 0 | 0 | 0 | 0 | 0 | 0
| Cooking BUS | 0 | 0 | 0 | 0 | 0 | 0 | 0 | 0 | 0 | 0 | 0 | 0 | 0 | 0 | 0 | 0
| Cooling BUS | 0 | 0 | 0 | 0 | 0 | 0 | 5338 | 0 | 0 | 0 | 8903 | 0 | 0 | 0 | 0 | 14241
| Ext Lighting BUS | 0 | 0 | 0 | 0 | 0 | 0 | 0 | 0 | 0 | 0 | 0 | 0 | 0 | 0 | 0 | 0
| Heating BUS | 0 | 0 | 0 | 0 | 0 | 0 | 0 | 0 | 0 | 0 | 0 | 0 | 0 | 0 | 0 | 0
| HVAC BUS | 0 | 0 | 0 | 0 | 0 | 0 | 0 | 0 | 0 | 0 | 0 | 0 | 0 | 0 | 0 | 0
| Lighting BUS | 0 | 257937.4717 | 573659.389 | 268209.2348 | 153178.9289 | 523744.4812 | 194909.8648 | 182434.6915 | 423555.5419 | 392193.4591 | 290886.1847 | 809592.6023 | 0 | 0 | 0 | 4070301.85
| Miscellaneous BUS | 0 | 0 | 0 | 0 | 0 | 0 | 0 | 0 | 0 | 0 | 0 | 0 | 0 | 0 | 0 | 0
| Motors BUS | 0 | 0 | 0 | 0 | 0 | 0 | 0 | 0 | 0 | 0 | 0 | 0 | 0 | 0 | 0 | 0
| Process BUS | 0 | 0 | 0 | 0 | 0 | 0 | 0 | 0 | 0 | 0 | 0 | 0 | 0 | 0 | 0 | 0
| Refrigeration BUS | 0 | 0 | 0 | 0 | 0 | 0 | 0 | 0 | 0 | 0 | 0 | 0 | 0 | 0 | 0 | 0
| Water Heating BUS | 0 | 0 | 0 | 0 | 0 | 0 | 0 | 0 | 0 | 0 | 0 | 0 | 0 | 0 | 0 | 0
| Monthly Total | 0 | 257937.4717 | 573659.389 | 268209.2348 | 153178.9289 | 523744.4812 | 200247.8648 | 182434.6915 | 423555.5419 | 392193.4591 | 299789.1847 | 809592.6023 | 0 | 0 | 0 | 4084542.85
4084542.85
| kWh Savings | Jan | Feb | Mar | Apr | May | Jun | Jul | Aug | Sep | Oct | Nov | Dec | Jan | Feb | Mar | Total
Standard | Air Comp BUS | 0 | 0 | 0 | 0 | 23195 | 64155 | 0 | 18556 | 54285 | 0 | 59220 | 0 | 0 | 0 | 0 | 219411
| Building Shell BUS | 0 | 0 | 0 | 0 | 0 | 0 | 0 | 0 | 0 | 0 | 0 | 0 | 0 | 0 | 0 | 0
| Cooking BUS | 0 | 0 | 0 | 0 | 0 | 0 | 0 | 0 | 0 | 62085 | 23638 | 40799.602 | 0 | 0 | 0 | 126522.602
| Cooling BUS | 0 | 3169.9644 | 204556.5483 | 495099.5859 | 438363.6233 | 233934.332 | 502806.3916 | 220860.1294 | 445143.44 | 663633.9488 | 626781.3753 | 1681068.2029 | 0 | 0 | 0 | 5515417.5417
| Ext Lighting BUS | 0 | 0 | 0 | 0 | 0 | 0 | 0 | 0 | 0 | 0 | 0 | 0 | 0 | 0 | 0 | 0
| Heating BUS | 0 | 0 | 0 | 0 | 0 | 0 | 0 | 0 | 0 | 0 | 0 | 0 | 0 | 0 | 0 | 0
| HVAC BUS | 0 | 0 | 0 | 109587.7404 | 90215.6151 | 0 | 0 | 0 | 239520.7313 | 13479.9359 | 44088.1765 | 702675.7953 | 0 | 0 | 0 | 1199567.9945
| Lighting BUS | 0 | 470625.5552 | 2311228.9192 | 2640015.0235 | 3270091.6634 | 2800636.3823 | 2088701.2614 | 2126430.0796 | 2361883.8526 | 3486766.7486 | 2702480.8302 | 14257699.9981 | 0 | 0 | 0 | 38516560.3141
| Miscellaneous BUS | 0 | 0 | 107437.0263 | 0 | 0 | 0 | 41078.863 | 0 | 0 | 6319.8251 | 0 | 0 | 0 | 0 | 0 | 154835.7144
| Motors BUS | 0 | 0 | 0 | 0 | 0 | 0 | 0 | 0 | 0 | 0 | 0 | 0 | 0 | 0 | 0 | 0
| Process BUS | 0 | 0 | 0 | 0 | 0 | 0 | 0 | 0 | 0 | 0 | 0 | 0 | 0 | 0 | 0 | 0
| Refrigeration BUS | 0 | 0 | 5281 | 0 | 1220 | 5150 | 0 | 0 | 5756 | 253075 | 115142 | 9760 | 0 | 0 | 0 | 395384
| Water Heating BUS | 0 | 0 | 0 | 0 | 0 | 0 | 21156 | 0 | 0 | 0 | 0 | 0 | 0 | 0 | 0 | 21156
| Monthly Total | 0 | 473795.5196 | 2628503.4938 | 3244702.3498 | 3823085.9017 | 3103875.7142 | 2653742.516 | 2365846.209 | 3106589.0239 | 4485360.4584 | 3571350.3819 | 16692003.5983 | 0 | 0 | 0 | 46148855.1666
46148855.1666
| kWh Savings | Jan | Feb | Mar | Apr | May | Jun | Jul | Aug | Sep | Oct | Nov | Dec | Jan | Feb | Mar | Total
Biz Demand Response (from Enel X Report) | Air Comp BUS | 0 | 0 | 0 | 0 | 0 | 0 | 0 | 0 | 0 | 0 | 0 | 0 | 0 | 0 | 0 | 0
| Building Shell BUS | 0 | 0 | 0 | 0 | 0 | 0 | 0 | 0 | 0 | 0 | 0 | 0 | 0 | 0 | 0 | 0
| Cooking BUS | 0 | 0 | 0 | 0 | 0 | 0 | 0 | 0 | 0 | 0 | 0 | 0 | 0 | 0 | 0 | 0
| Cooling BUS | 0 | 0 | 0 | 0 | 0 | 0 | 0 | 0 | 0 | 0 | 0 | 0 | 0 | 0 | 0 | 0
| Ext Lighting BUS | 0 | 0 | 0 | 0 | 0 | 0 | 0 | 0 | 0 | 0 | 0 | 0 | 0 | 0 | 0 | 0
| Heating BUS | 0 | 0 | 0 | 0 | 0 | 0 | 0 | 0 | 0 | 0 | 0 | 0 | 0 | 0 | 0 | 0
| HVAC BUS | 0 | 0 | 0 | 0 | 0 | 0 | 0 | 0 | 0 | 0 | 0 | 0 | 0 | 0 | 0 | 0
| Lighting BUS | 0 | 0 | 0 | 0 | 0 | 0 | 0 | 0 | 0 | 0 | 0 | 0 | 0 | 0 | 0 | 0
| Miscellaneous BUS | 0 | 0 | 0 | 0 | 0 | 0 | 186426.8817 | 596131.4653 | 0 | 0 | 0 | 143069.1587 | 0 | 0 | 0 | 925627.5057
| Motors BUS | 0 | 0 | 0 | 0 | 0 | 0 | 0 | 0 | 0 | 0 | 0 | 0 | 0 | 0 | 0 | 0
| Process BUS | 0 | 0 | 0 | 0 | 0 | 0 | 0 | 0 | 0 | 0 | 0 | 0 | 0 | 0 | 0 | 0
| Refrigeration BUS | 0 | 0 | 0 | 0 | 0 | 0 | 0 | 0 | 0 | 0 | 0 | 0 | 0 | 0 | 0 | 0
| Water Heating BUS | 0 | 0 | 0 | 0 | 0 | 0 | 0 | 0 | 0 | 0 | 0 | 0 | 0 | 0 | 0 | 0
| Monthly Total | 0 | 0 | 0 | 0 | 0 | 0 | 186426.8817 | 596131.4653 | 0 | 0 | 0 | 143069.1587 | 0 | 0 | 0 | 925627.5057
925627.5057
| kWh Savings | Jan | Feb | Mar | Apr | May | Jun | Jul | Aug | Sep | Oct | Nov | Dec | Jan | Feb | Mar | Total
Multifamily Income Eligible Res | Air Comp BUS | 0 | 0 | 0 | 0 | 0 | 0 | 0 | 0 | 0 | 0 | 0 | 0 | 0 | 0 | 0 | 0
| Building Shell BUS | 0 | 0 | 0 | 0 | 0 | 0 | 0 | 0 | 0 | 0 | 0 | 0 | 0 | 0 | 0 | 0
| Cooking BUS | 0 | 0 | 0 | 0 | 0 | 0 | 0 | 0 | 0 | 0 | 0 | 0 | 0 | 0 | 0 | 0
| Cooling BUS | 0 | 0 | 0 | 0 | 1406.863 | 0 | 0 | 0 | 312.6362 | 0 | 0 | 0 | 0 | 0 | 0 | 1719.4993
| Ext Lighting BUS | 0 | 0 | 0 | 0 | 0 | 0 | 0 | 0 | 0 | 0 | 0 | 0 | 0 | 0 | 0 | 0
| Heating BUS | 0 | 0 | 0 | 0 | 1710.8329 | 0 | 0 | 0 | 380.1851 | 0 | 0 | 0 | 0 | 0 | 0 | 2091.018
| HVAC BUS | 0 | 0 | 0 | 0 | 0 | 0 | 410.7296 | 0 | 0 | 0 | 0 | 0 | 0 | 0 | 0 | 410.7296
| Lighting BUS | 0 | 0 | 149463.5793 | 35670.7951 | 91093.1874 | 9728.3987 | 188082.3739 | 0 | 473153.9344 | 0 | 0 | 74268.9219 | 0 | 0 | 0 | 1021461.1906
| Miscellaneous BUS | 0 | 0 | 0 | 0 | 153.9 | 0 | 0 | 0 | 0 | 0 | 0 | 0 | 0 | 0 | 0 | 153.9
| Motors BUS | 0 | 0 | 0 | 0 | 0 | 0 | 0 | 0 | 0 | 0 | 0 | 0 | 0 | 0 | 0 | 0
| Process BUS | 0 | 0 | 0 | 0 | 0 | 0 | 0 | 0 | 0 | 0 | 0 | 0 | 0 | 0 | 0 | 0
| Refrigeration BUS | 0 | 0 | 0 | 0 | 0 | 0 | 0 | 0 | 0 | 0 | 0 | 0 | 0 | 0 | 0 | 0
| Water Heating BUS | 0 | 0 | 0 | 0 | 0 | 0 | 0 | 0 | 0 | 0 | 0 | 3567.9631 | 0 | 0 | 0 | 3567.9631
| Monthly Total | 0 | 0 | 149463.5793 | 35670.7951 | 94364.7833 | 9728.3987 | 188493.1035 | 0 | 473846.7557 | 0 | 0 | 77836.885 | 0 | 0 | 0 | 1029404.3005
1029404.3005
| kWh Savings | Jan | Feb | Mar | Apr | May | Jun | Jul | Aug | Sep | Oct | Nov | Dec | Jan | Feb | Mar | Total
Multifamily Market Rate Res | Air Comp BUS | 0 | 0 | 0 | 0 | 0 | 0 | 0 | 0 | 0 | 0 | 0 | 0 | 0 | 0 | 0 | 0
| Building Shell BUS | 0 | 0 | 0 | 0 | 0 | 0 | 0 | 0 | 0 | 0 | 0 | 0 | 0 | 0 | 0 | 0
| Cooking BUS | 0 | 0 | 0 | 0 | 0 | 0 | 0 | 0 | 0 | 0 | 0 | 0 | 0 | 0 | 0 | 0
| Cooling BUS | 0 | 0 | 0 | 0 | 0 | 0 | 0 | 0 | 0 | 0 | 0 | 9882.281 | 0 | 0 | 0 | 9882.281
| Ext Lighting BUS | 0 | 0 | 0 | 0 | 0 | 5448.3551 | 0 | 0 | 0 | 0 | 0 | 0 | 0 | 0 | 0 | 5448.3551
| Heating BUS | 0 | 0 | 0 | 0 | 0 | 0 | 0 | 0 | 0 | 0 | 0 | 50399.1958 | 0 | 0 | 0 | 50399.1958
| HVAC BUS | 0 | 0 | 0 | 134865.4688 | 0 | 0 | 0 | 44324.626 | 0 | 0 | 0 | 1281.7913 | 0 | 0 | 0 | 180471.886
| Lighting BUS | 0 | 0 | 223237.9896 | 0 | 0 | 76700.2134 | 142904.6082 | 0 | 53690.1494 | 178428.9176 | 146134.0909 | 324563.0084 | 0 | 0 | 0 | 1145658.9775
| Miscellaneous BUS | 0 | 0 | 0 | 0 | 0 | 0 | 0 | 0 | 0 | 0 | 0 | 0 | 0 | 0 | 0 | 0
| Motors BUS | 0 | 0 | 0 | 0 | 0 | 0 | 0 | 0 | 0 | 0 | 0 | 0 | 0 | 0 | 0 | 0
| Process BUS | 0 | 0 | 0 | 0 | 0 | 0 | 0 | 0 | 0 | 0 | 0 | 0 | 0 | 0 | 0 | 0
| Refrigeration BUS | 0 | 0 | 0 | 0 | 0 | 0 | 0 | 0 | 0 | 0 | 0 | 0 | 0 | 0 | 0 | 0
| Water Heating BUS | 0 | 0 | 0 | 0 | 0 | 0 | 0 | 0 | 0 | 0 | 0 | 0 | 0 | 0 | 0 | 0
| Monthly Total | 0 | 0 | 223237.9896 | 134865.4688 | 0 | 82148.5685 | 142904.6082 | 44324.626 | 53690.1494 | 178428.9176 | 146134.0909 | 386126.2765 | 0 | 0 | 0 | 1391860.6954
1391860.6954
| kWh Savings | Jan | Feb | Mar | Apr | May | Jun | Jul | Aug | Sep | Oct | Nov | Dec | Jan | Feb | Mar | Total
Targeted Community Lighting | Air Comp BUS | 0 | 0 | 0 | 0 | 0 | 0 | 0 | 0 | 0 | 0 | 0 | 0 | 0 | 0 | 0 | 0
| Building Shell BUS | 0 | 0 | 0 | 0 | 0 | 0 | 0 | 0 | 0 | 0 | 0 | 0 | 0 | 0 | 0 | 0
| Cooking BUS | 0 | 0 | 0 | 0 | 0 | 0 | 0 | 0 | 0 | 0 | 0 | 0 | 0 | 0 | 0 | 0
| Cooling BUS | 0 | 0 | 0 | 0 | 0 | 0 | 0 | 0 | 0 | 0 | 0 | 0 | 0 | 0 | 0 | 0
| Ext Lighting BUS | 0 | 0 | 0 | 0 | 0 | 0 | 0 | 0 | 0 | 0 | 0 | 0 | 0 | 0 | 0 | 0
| Heating BUS | 0 | 0 | 0 | 0 | 0 | 0 | 0 | 0 | 0 | 0 | 0 | 0 | 0 | 0 | 0 | 0
| HVAC BUS | 0 | 0 | 0 | 0 | 0 | 0 | 0 | 0 | 0 | 0 | 0 | 0 | 0 | 0 | 0 | 0
| Lighting BUS | 0 | 0 | 0 | 0 | 0 | 0 | 0 | 0 | 0 | 0 | 0 | 0 | 0 | 0 | 0 | 0
| Miscellaneous BUS | 0 | 0 | 0 | 0 | 0 | 0 | 0 | 0 | 0 | 0 | 0 | 0 | 0 | 0 | 0 | 0
| Motors BUS | 0 | 0 | 0 | 0 | 0 | 0 | 0 | 0 | 0 | 0 | 0 | 0 | 0 | 0 | 0 | 0
| Process BUS | 0 | 0 | 0 | 0 | 0 | 0 | 0 | 0 | 0 | 0 | 0 | 0 | 0 | 0 | 0 | 0
| Refrigeration BUS | 0 | 0 | 0 | 0 | 0 | 0 | 0 | 0 | 0 | 0 | 0 | 0 | 0 | 0 | 0 | 0
| Water Heating BUS | 0 | 0 | 0 | 0 | 0 | 0 | 0 | 0 | 0 | 0 | 0 | 0 | 0 | 0 | 0 | 0
| Monthly Total | 0 | 0 | 0 | 0 | 0 | 0 | 0 | 0 | 0 | 0 | 0 | 0 | 0 | 0 | 0 | 0
0
| kWh Savings | Jan | Feb | Mar | Apr | May | Jun | Jul | Aug | Sep | Oct | Nov | Dec | Jan | Feb | Mar | Total
TOTAL (W/O LOW INCOME OR DR) | Air Comp BUS | 0 | 550055.555 | 456972.6966 | 593627 | 404208 | 164256 | 0 | 206490.3315 | 138351 | 0 | 59220 | 1723917.1349 | 0 | 0 | 0 | 4297097.718
| Building Shell BUS | 0 | 0 | 0 | 0 | 32324.144 | 0 | 0 | 0 | 0 | 73906.35 | 0 | 0 | 0 | 0 | 0 | 106230.494
| Cooking BUS | 0 | 0 | 0 | 0 | 0 | 0 | 0 | 0 | 0 | 62085 | 23638 | 40799.602 | 0 | 0 | 0 | 126522.602
| Cooling BUS | 0 | 3169.9644 | 204556.5483 | 606600.175 | 698595.0104 | 1096673.3915 | 683405.3751 | 551466.9124 | 449344.7275 | 825940.897 | 735020.5801 | 6259884.2838 | 0 | 0 | 0 | 12114657.8656
| Ext Lighting BUS | 0 | 0 | 0 | 0 | 0 | 5448.3551 | 0 | 0 | 0 | 0 | 0 | 0 | 0 | 0 | 0 | 5448.3551
| Heating BUS | 0 | 0 | 0 | 0 | 0 | 0 | 0 | 0 | 0 | 0 | 0 | 50399.1958 | 0 | 0 | 0 | 50399.1958
| HVAC BUS | 0 | 0 | 150210.304 | 457888.4873 | 926400.3129 | 407910.3172 | 314259.9123 | 504115.388 | 1989133.3398 | 2936319.7435 | 1574719.1492 | 5069051.5335 | 0 | 0 | 0 | 14330008.4876
| Lighting BUS | 0 | 730513.6215 | 3847158.1591 | 3623942.215 | 5992372.9182 | 3639547.8268 | 2683741.6827 | 2937015.966 | 3733722.9071 | 5583050.9763 | 4617067.9019 | 20777223.6754 | 0 | 0 | 0 | 58165357.85
| Miscellaneous BUS | 0 | 90471.3826 | 110053.81 | 7580.617 | 0 | 0 | 41078.863 | 0 | 0 | 6319.8251 | 0 | 1300.6981 | 0 | 0 | 0 | 256805.1958
| Motors BUS | 0 | 0 | 0 | 0 | 3372034.128 | 0 | 25162.256 | 0 | 0 | 67887.632 | 0 | 436079.728 | 0 | 0 | 0 | 3901163.744
| Process BUS | 0 | 0 | 0 | 0 | 0 | 0 | 0 | 284710.636 | 852700.948 | 0 | 264593.6 | 55432.86 | 0 | 0 | 0 | 1457438.044
| Refrigeration BUS | 0 | 0 | 54737.75 | 0 | 1220 | 11527.546 | 52778.096 | 0 | 108387.326 | 253075 | 164257.612 | 366475.534 | 0 | 0 | 0 | 1012458.864
| Water Heating BUS | 0 | 0 | 0 | 0 | 0 | 0 | 21156 | 0 | 0 | 0 | 0 | 0 | 0 | 0 | 0 | 21156
| Monthly Total | 0 | 1374210.5235 | 4823689.2681 | 5289638.4943 | 11427154.5136 | 5325363.4366 | 3821582.1852 | 4483799.2338 | 7271640.2484 | 9808585.4239 | 7438516.8432 | 34780564.2455 | 0 | 0 | 0 | 95844744.4159
95844744.4159
| kWh Savings | Jan | Feb | Mar | Apr | May | Jun | Jul | Aug | Sep | Oct | Nov | Dec | Jan | Feb | Mar | Total
LOW INCOME TOTAL | Air Comp BUS | 0 | 0 | 0 | 0 | 0 | 0 | 0 | 0 | 0 | 0 | 0 | 0 | 0 | 0 | 0 | 0
| Building Shell BUS | 0 | 0 | 0 | 0 | 0 | 0 | 0 | 0 | 0 | 0 | 0 | 0 | 0 | 0 | 0 | 0
| Cooking BUS | 0 | 0 | 0 | 0 | 0 | 0 | 0 | 0 | 0 | 0 | 0 | 0 | 0 | 0 | 0 | 0
| Cooling BUS | 0 | 0 | 0 | 9034 | 12903.863 | 0 | 0 | 0 | 312.6362 | 8212 | 821 | 1745 | 0 | 0 | 0 | 33028.4993
| Ext Lighting BUS | 0 | 0 | 0 | 0 | 0 | 0 | 0 | 0 | 0 | 0 | 0 | 0 | 0 | 0 | 0 | 0
| Heating BUS | 0 | 0 | 0 | 0 | 1710.8329 | 0 | 0 | 0 | 380.1851 | 0 | 0 | 0 | 0 | 0 | 0 | 2091.018
| HVAC BUS | 0 | 0 | 0 | 0 | 0 | 0 | 410.7296 | 0 | 0 | 0 | 0 | 0 | 0 | 0 | 0 | 410.7296
| Lighting BUS | 0 | 0 | 247576.5734 | 142215.604 | 409578.7434 | 224060.3865 | 251003.9536 | 128227.8683 | 760488.6401 | 171309.6301 | 268842.9972 | 2159371.0049 | 0 | 0 | 0 | 4762675.4016
| Miscellaneous BUS | 0 | 0 | 0 | 0 | 153.9 | 0 | 0 | 0 | 0 | 0 | 0 | 0 | 0 | 0 | 0 | 153.9
| Motors BUS | 0 | 0 | 0 | 0 | 0 | 0 | 0 | 0 | 0 | 0 | 0 | 0 | 0 | 0 | 0 | 0
| Process BUS | 0 | 0 | 0 | 0 | 0 | 0 | 0 | 0 | 0 | 0 | 0 | 0 | 0 | 0 | 0 | 0
| Refrigeration BUS | 0 | 0 | 0 | 2951 | 0 | 0 | 0 | 0 | 0 | 0 | 0 | 0 | 0 | 0 | 0 | 2951
| Water Heating BUS | 0 | 0 | 0 | 0 | 0 | 0 | 0 | 0 | 0 | 0 | 0 | 3567.9631 | 0 | 0 | 0 | 3567.9631
| Monthly Total | 0 | 0 | 247576.5734 | 154200.604 | 424347.3393 | 224060.3865 | 251414.6832 | 128227.8683 | 761181.4614 | 179521.6301 | 269663.9972 | 2164683.968 | 0 | 0 | 0 | 4804878.5115
4804878.5115
| kWh Savings | Jan | Feb | Mar | Apr | May | Jun | Jul | Aug | Sep | Oct | Nov | Dec | Jan | Feb | Mar | Total
TOTAL | Air Comp BUS | 0 | 550055.555 | 456972.6966 | 593627 | 404208 | 164256 | 0 | 206490.3315 | 138351 | 0 | 59220 | 1723917.1349 | 0 | 0 | 0 | 4297097.718
| Building Shell BUS | 0 | 0 | 0 | 0 | 32324.144 | 0 | 0 | 0 | 0 | 73906.35 | 0 | 0 | 0 | 0 | 0 | 106230.494
| Cooking BUS | 0 | 0 | 0 | 0 | 0 | 0 | 0 | 0 | 0 | 62085 | 23638 | 40799.602 | 0 | 0 | 0 | 126522.602
| Cooling BUS | 0 | 3169.9644 | 204556.5483 | 615634.175 | 711498.8735 | 1096673.3915 | 683405.3751 | 551466.9124 | 449657.3637 | 834152.897 | 735841.5801 | 6261629.2838 | 0 | 0 | 0 | 12147686.3648
| Ext Lighting BUS | 0 | 0 | 0 | 0 | 0 | 5448.3551 | 0 | 0 | 0 | 0 | 0 | 0 | 0 | 0 | 0 | 5448.3551
| Heating BUS | 0 | 0 | 0 | 0 | 1710.8329 | 0 | 0 | 0 | 380.1851 | 0 | 0 | 50399.1958 | 0 | 0 | 0 | 52490.2138
| HVAC BUS | 0 | 0 | 150210.304 | 457888.4873 | 926400.3129 | 407910.3172 | 314670.6419 | 504115.388 | 1989133.3398 | 2936319.7435 | 1574719.1492 | 5069051.5335 | 0 | 0 | 0 | 14330419.2172
| Lighting BUS | 0 | 730513.6215 | 4094734.7325 | 3766157.819 | 6401951.6615 | 3863608.2133 | 2934745.6364 | 3065243.8343 | 4494211.5472 | 5754360.6064 | 4885910.8991 | 22936594.6803 | 0 | 0 | 0 | 62928033.2515
| Miscellaneous BUS | 0 | 90471.3826 | 110053.81 | 7580.617 | 153.9 | 0 | 227505.7447 | 596131.4653 | 0 | 6319.8251 | 0 | 144369.8568 | 0 | 0 | 0 | 1182586.6015
| Motors BUS | 0 | 0 | 0 | 0 | 3372034.128 | 0 | 25162.256 | 0 | 0 | 67887.632 | 0 | 436079.728 | 0 | 0 | 0 | 3901163.744
| Process BUS | 0 | 0 | 0 | 0 | 0 | 0 | 0 | 284710.636 | 852700.948 | 0 | 264593.6 | 55432.86 | 0 | 0 | 0 | 1457438.044
| Refrigeration BUS | 0 | 0 | 54737.75 | 2951 | 1220 | 11527.546 | 52778.096 | 0 | 108387.326 | 253075 | 164257.612 | 366475.534 | 0 | 0 | 0 | 1015409.864
| Water Heating BUS | 0 | 0 | 0 | 0 | 0 | 0 | 21156 | 0 | 0 | 0 | 0 | 3567.9631 | 0 | 0 | 0 | 24723.9631
| Monthly Total | 0 | 1374210.5235 | 5071265.8415 | 5443839.0983 | 11851501.8528 | 5549423.8231 | 4259423.7501 | 5208158.5674 | 8032821.7099 | 9988107.054 | 7708180.8404 | 37088317.3722 | 0 | 0 | 0 | 101575250.4331
101575250.4331
101575250.4331

## Evaluated Summary PY2023
Evaluated Net to Gross
MEEIA 2019-21 Plan Year 2023
Program | Ex Ante Gross Savings | Ex Post Gross Savings | Variance | Evaluation Source
Efficient Products | 7598871.6141 | 7575377.228 | -0.3092% | Evaluation Residential Summary, page 6, Table 2
HVAC (Heating and Cooling) + HVAC ext. | 38238951.64 | 29996226.3192 | -21.56% | Evaluation Residential Summary, page 6, Table 2
Multifamily Market Rate | 3206907.15 | 2813642.0327 | -12.26% | Evaluation Residential Summary, page 6, Table 2
PAYS | 865451.48 | 730521.586 | -15.59% | Evaluation Residential Summary, page 6, Table 2 | (PY21, PY22 and PY23 included consecutive Res DR optimization programs in evaluation; using incremental growth in PY23 to avoid double counting TD for re-enrolling customers)
Targeted Community Lighting | 9843337.76 | 16021813.2238 | 62.77% | Evaluation Residential Summary, page 6, Table 3
Multifamily Income Eligible | 7370826.38 | 7054640.6352 | -4.29% | Evaluation Residential Summary, page 6, Table 3 | PY21 evaluated kWh | PY22 incremental kWh | PY22 total evaluated kWh | PY23 incremental kWh | PY23 total evaluated kWh
Single Family Income Eligible and Grants | 1269942.2 | 1122468.6595 | -11.61% | Evaluation Residential Summary, page 6, Table 3
Res Demand Response - optimization | 431745.06 | -432119.2635 | -200.1% | Evaluation DR Summary, page 10, Table 3 for combined total (event and optimization); subtotal from Evaluation DR Summary, page 38, Table 17 | 473207.7886 | 461520.4075 | 934728.1962 | -432119.2635 | 502608.9327
Res Demand Response - event | 0 | 344024.926 | n/a
Business Social Services | 3737500 | 3775474.211 | 1.016% | Evaluation Business Summary, page 6, Table 3
Custom | 48081797 | 41109098.3029 | -14.5% | Evaluation Business Summary, page 5, Table 2
Retro-Commissioning | 3147521 | 3110387.401 | -1.18% | Evaluation Business Summary, page 5, Table 2
Small Business Direct Install | 4174415 | 4084542.85 | -2.153% | Evaluation Business Summary, page 5, Table 2
Standard | 50743146 | 46148855.1666 | -9.054% | Evaluation Business Summary, page 5, Table 2
Biz Demand Response | 886536.2284 | 925627.5057 | 4.409% | Evaluation DR Summary, page 10, Table 3
Total | 179596948.5125 | 164380580.7841 | -8.473%
Check to Evaluation TD Calc
Total monthly incremental savings in Plan Year 2022: |  | 164380580.7841
| check | 0
Total Ex Post Gross Savings w/i TD Calc: |  | 164380580.7841
| check | 0
TD True-up includes adjustment from ex ante gross to ex post gross kWh
NTG stays fixed at 82.5% per PY22 stipulation